## Overview
Company and Licence name, charging year, effective from, status
| Company and Licence name | Year | Effective From | Status
Company and Licence name, charging year, effective from, status | Southern Electric Power Distribution plc | 2027/28 | 1 April 2027 | Final
List of data tables in this workbook
Worksheet | Information
Annex 1 LV, HV and Unmetered Supplies charges | Annex 1 contains the charges to LV and HV Designated Properties and Unmetered Supplies.
Annex 2 Designated EHV charges | Annex 2 contains the charges to Designated EHV Properties and charges applied to LDNOs with Designated EHV Properties/end-users embedded in networks within the Southern Electric Power Distribution plc Licence area.
Annex 3 Preserved charges | Annex 3 contains details of any preserved and additional charges that are valid at this time.
Annex 4 LDNO charges | Annex 4 contains charges that are levied on the owner of an embedded network within the Southern Electric Power Distribution plc Licence area. Electricity suppliers and consumers who have properties connected to an embedded network should contact the embedded network owner to determine their distribution charges. The charges listed in this table are not payable by domestic consumers, business consumers or electricity suppliers.
Annex 5 LLFs | Annex 5 has been intentionally left blank as this charging statement is published a complete year before the LLFs have been audited. The line loss factors that are approved by the BSC Panel for the applicable year and consequently published on the Elexon website will take precedence and be used in Settlement. This annex will be re-published with these values once they are available.
Annex 6 Charges for New or Amended Designated EHV Properties | Annex 6 contains the charges for new or amended Designated EHV Properties and charges applied to LDNOs with new or amended Designated EHV Properties/end-users embedded in networks within the Southern Electric Power Distribution plc Licence area.
Annex 7 Fixed adders for Supplier of Last Resort and Eligible Bad Debt pass-through costs | Annex 7 contains the fixed adders to recover Supplier of Last Resort and Eligible Bad Debt pass-through costs. The Excess Supplier of Last Resort fixed adder relates to an increase to previously published charges only.
Nodal prices | Contains the underlying [nodal/network group] costs used to calculate the current EDCM charges.
SSC unit rate lookup | Contains a mapping of Standard Settlement Configurations to common decodings
Residual Charging Bandings | Contains the four Residual charging band allocation for Customers
TNUoS Mapping | Contains a mapping of DUoS Tariffs to TNUoS Site Charging Bands
Charge calculator | Charge calculator is a tool to help you estimate your distribution charges using current consumption data and forecast consumption data.
Notes to users of this spreadsheet
Please use this spreadsheet with reference to the LC14 use of system charging statement.
Annex 2 and Annex 6 - Import/Export unique identifier columns removed.
Notes to DNOs populating this spreadsheet
DNOs must endeavour to maintain consistency in the structure of this spreadsheet. Any changes to the structure must be noted in the 'Notes to users of this spreadsheet'
The drop down list on the charge calculator can be expanded by unprotecting the charge calculator sheet and selecting 'data', 'data validation...' and then expanding the 'source' data range. The sheet can then be protected.

## Annex 1 LV, HV and UMS charges
Back to Overview | 'DNOs paste value cells A15:J47 from CDCM 3701 into cells A14:J46
Southern Electric Power Distribution plc - Effective from 1 April 2027 - Final LV and HV charges
Time Bands for LV and HV Designated Properties | [5 empty] | Time Bands for Unmetered Properties
Time periods | Red Time Band | Amber Time Band |  | Green Time Band |  |  |  | Black Time Band | Yellow Time Band | Green Time Band
Monday to Friday (Including Bank Holidays) All Year | 16:30 - 19:30 |  |  |  |  | Monday to Friday (Including Bank Holidays) March to October Inclusive |  |  | 07:00 - 22:00
Monday to Friday (Including Bank Holidays) All Year |  | 07:00 - 16:30 19:30 - 22:00 |  |  |  | Monday to Friday (Including Bank Holidays) November to February Inclusive |  | 16:30 - 19:30 | 07:00 - 16:30 19:30 - 22:00
Monday to Friday (Including Bank Holidays) All Year |  |  |  | 00:00 - 07:00 22:00 - 24:00 |  | Monday to Friday (Including Bank Holidays) April to March Inclusive |  |  |  | 00:00 - 07:00 22:00 - 24:00
Saturday and Sunday All year |  | 09:30 - 21:30 |  | 00:00 - 09:30 21:30 - 24:00 |  | Saturday and Sunday All year |  |  | 09:30 - 21:30 | 00:00 - 09:30 21:30 - 24:00
Notes | All the above times are in UK Clock time |  |  |  |  | Notes |  | All the above times are in UK Clock time
Tariff name | Open LLFCs / DUoS Tariff IDs | PCs | Red/black unit charge p/kWh | Amber/yellow unit charge p/kWh | Green unit charge p/kWh | Fixed charge p/MPAN/day | Capacity charge p/kVA/day | Exceeded capacity charge p/kVA/day | Reactive power charge p/kVArh | Closed LLFCs / DUoS Tariff IDs
Domestic Aggregated or CT with Residual | 100-111, 154-157, 160-161, 456, Q55 | 0, 1, 2 | 12.981 | 2.124 | 0.155 | 11.04 |  |  |  | 124-125
Domestic Aggregated (Related MPAN) | 115, 121, 150-153 | 2 | 12.981 | 2.124 | 0.155 |  |  |  |  | 112-114, 116-120, 122-123
Non-Domestic Aggregated or CT No Residual | H00, H05, H10, H15, H20, H25, H30, H35, H40, H45, H50, H55, H60, H70, H75, H80, Q00, Q56 | 0, 3, 4, 5-8 | 12.515 | 2.048 | 0.149 | 14.3 |  |  |  | Q35, Q40
Non-Domestic Aggregated or CT Band 1 | H01, H06, H11, H16, H21, H26, H31, H36, H41, H46, H51, H56, H61, H71, H76, H81, Q01, Q57 | 0, 3, 4, 5-8 | 12.515 | 2.048 | 0.149 | 14.19 |  |  |  | Q36, Q41
Non-Domestic Aggregated or CT Band 2 | H02, H07, H12, H17, H22, H27, H32, H37, H42, H47, H52, H57, H62, H72, H77, H82, Q02, Q58 | 0, 3, 4, 5-8 | 12.515 | 2.048 | 0.149 | 13.64 |  |  |  | Q37, Q42
Non-Domestic Aggregated or CT Band 3 | H03, H08, H13, H18, H23, H28, H33, H38, H43, H48, H53, H58, H63, H73, H78, H83, Q03, Q59 | 0, 3, 4, 5-8 | 12.515 | 2.048 | 0.149 | 12.64 |  |  |  | Q38, Q43
Non-Domestic Aggregated or CT Band 4 | H04, H09, H14, H19, H24, H29, H34, H39, H44, H49, H54, H59, H64, H74, H79, H84, Q04, Q60 | 0, 3, 4, 5-8 | 12.515 | 2.048 | 0.149 | 9.45 |  |  |  | Q39, Q44
Non-Domestic Aggregated (related MPAN) | 140, 144 | 4 | 12.515 | 2.048 | 0.149 |  |  |  |  | 138-139, 141-143, 145
LV Site Specific No Residual | H85 | 0 | 8.548 | 1.237 | 0.085 | 25.25 | 11.27 | 11.27 | 0.267
LV Site Specific Band 1 | H86 | 0 | 8.548 | 1.237 | 0.085 | 16.93 | 11.27 | 11.27 | 0.267
LV Site Specific Band 2 | H87 | 0 | 8.548 | 1.237 | 0.085 | 11.63 | 11.27 | 11.27 | 0.267
LV Site Specific Band 3 | H88 | 0 | 8.548 | 1.237 | 0.085 | 1.38 | 11.27 | 11.27 | 0.267
LV Site Specific Band 4 | H89 | 0 | 8.531 | 1.219 | 0.068 | 0 | 11.27 | 11.27 | 0.267
LV Sub Site Specific No Residual | H90 | 0 | 4.735 | 0.521 | 0.03 | 58.02 | 11.43 | 11.43 | 0.144
LV Sub Site Specific Band 1 | H91 | 0 | 4.735 | 0.521 | 0.03 | 49.69 | 11.43 | 11.43 | 0.144
LV Sub Site Specific Band 2 | H92 | 0 | 4.735 | 0.521 | 0.03 | 44.4 | 11.43 | 11.43 | 0.144
LV Sub Site Specific Band 3 | H93 | 0 | 4.735 | 0.521 | 0.03 | 34.15 | 11.43 | 11.43 | 0.144
LV Sub Site Specific Band 4 | H94 | 0 | 4.717 | 0.503 | 0.013 | 32.77 | 11.43 | 11.43 | 0.144
HV Site Specific No Residual | Q45 | 0 | 3.743 | 0.382 | 0.021 | 241.7 | 11.04 | 11.04 | 0.104
HV Site Specific Band 1 | Q46 | 0 | 3.743 | 0.382 | 0.021 | 188.01 | 11.04 | 11.04 | 0.104
HV Site Specific Band 2 | Q47 | 0 | 3.743 | 0.382 | 0.021 | 108.64 | 11.04 | 11.04 | 0.104
HV Site Specific Band 3 | Q48 | 0 | 3.742 | 0.38 | 0.02 | 0 | 11.04 | 11.04 | 0.104
HV Site Specific Band 4 | Q49 | 0 | 3.725 | 0.363 | 0.003 | 0 | 11.04 | 11.04 | 0.104
Unmetered Supplies | 500-503, 520 | 0, 1 or 8 | 34.306 | 5.367 | 3.203
LV Generation Aggregated | 931 | 0 or 8 | -8.138 | -1.332 | -0.097 | 0
LV Sub Generation Aggregated | 932 | 0 or 8 | -6.914 | -1.043 | -0.073 | 0
LV Generation Site Specific | 1-2, 909 | 0 | -8.138 | -1.332 | -0.097 | 0 |  |  | 0.331
LV Generation Site Specific no RP charge | 7-8 | 0 | -8.138 | -1.332 | -0.097 | 0
LV Sub Generation Site Specific | 3-4 | 0 | -6.914 | -1.043 | -0.073 | 0 |  |  | 0.244
LV Sub Generation Site Specific no RP charge | 146-147 | 0 | -6.914 | -1.043 | -0.073 | 0
HV Generation Site Specific | 5-6, 910 | 0 | -4.793 | -0.527 | -0.031 | 466.72 |  |  | 0.2
HV Generation Site Specific no RP charge | 148-149 | 0 | -4.793 | -0.527 | -0.031 | 466.72

## Annex 2 Designated EHV charges
Back to Overview |  | Copy EDCM table 5001 range starting B101 and paste into G11. Extend or reduce print area as required.
Southern Electric Power Distribution plc - Effective from 1 April 2027 - Final Designated EHV charges
Time Periods for Designated EHV Properties
Time periods |  |  | Super Red Time Band
Monday to Friday (Including Bank Holidays) November to February Inclusive |  |  | 16:30 - 19:30
Notes |  |  | All the above times are in UK Clock time
Import LLFC / DUoS Tariff ID | Import MPANs/MSIDs | Export LLFC / DUoS Tariff ID | Export MPANs/MSIDs | Name | Residual Charging Band | Import Super Red unit charge (p/kWh) | Import fixed charge (p/day) | Import capacity charge (p/kVA/day) | Import exceeded capacity charge (p/kVA/day) | Export Super Red unit charge (p/kWh) | Export fixed charge (p/day) | Export capacity charge (p/kVA/day) | Export exceeded capacity charge (p/kVA/day)
700 | 2000027373741 |  |  | Tariff 1 | 4 | 0.093 | 173418.45 | 1.43 | 1.43 | 0 | 0 | 0 | 0
701 | 2000027366674 |  |  | Tariff 2 | 3 | 0.619 | 45383.59 | 2.18 | 2.18 | 0 | 0 | 0 | 0
702 | 2000027342238 |  |  | Tariff 3 | 2 | 0.223 | 21123.65 | 0.76 | 0.76 | 0 | 0 | 0 | 0
704 | 2000027343640 | 734 | 2000050928900 | Tariff 4 | 0 | 0 | 3.73 | 0.81 | 0.81 | 0 | 512.03 | 0.05 | 0.05
707 | 2000027427398 | 737 | 2000050935800 | Tariff 6 | 1 | 0.091 | 2292.7 | 0.86 | 0.86 | -0.092 | 170.13 | 0.05 | 0.05
708 | 2000052675995 |  |  | Tariff 7 | 2 | 0 | 23508.41 | 1.86 | 1.86 | 0 | 0 | 0 | 0
709 | 2000054624149 | 749 |  | Tariff 8 | 2 | 1.309 | 12496.38 | 2.15 | 2.15 | 0 | 102.17 | 0.05 | 0.05
710 | 2000027387210, 2000054817604, 2000055899218 | 740 | 2000055899236, 2000055899245, 2000055205806 | Tariff 9 | 4 | 0 | 150759.79 | 0.63 | 0.63 | 0 | 7739.79 | 0.05 | 0.05
711 | 2000027852497 |  |  | Tariff 10 | 2 | 0 | 24725.28 | 2.27 | 2.27 | 0 | 0 | 0 | 0
712 | 2000055085297 |  |  | Tariff 11 | 3 | 0.825 | 36854.72 | 1.43 | 1.43 | 0 | 0 | 0 | 0
713 | 2000055085302 |  |  | Tariff 12 | 0 | 0.837 | 17714.09 | 1.61 | 1.61 | 0 | 0 | 0 | 0
714 | 2000027366665 |  |  | Tariff 13 | 4 | 1.3 | 149248.1 | 2.07 | 2.07 | 0 | 0 | 0 | 0
715 | 2000051063430 |  |  | Tariff 14 | 2 | 0.608 | 12000.9 | 4.65 | 4.65 | 0 | 0 | 0 | 0
716 | 2000027366762 |  |  | Tariff 15 | 1 | 0 | 2307.59 | 3.57 | 3.57 | 0 | 0 | 0 | 0
717 | 2000027373403 |  |  | Tariff 16 | 1 | 0.854 | 2307.59 | 2.85 | 2.85 | 0 | 0 | 0 | 0
718 | 2000050571060 | 738 | 2000051080338 | Tariff 17 | 3 | 0.858 | 32096.68 | 1.63 | 1.63 | 0 | 2059.24 | 0.05 | 0.05
719 | 2000027419449 |  |  | Tariff 18 | 1 | 1.409 | 2307.59 | 1.18 | 1.18 | 0 | 0 | 0 | 0
800 | 2000050277851 |  |  | Tariff 19 | 3 | 0.068 | 31147.22 | 1.48 | 1.48 | 0 | 0 | 0 | 0
801 | 2000050393707 |  |  | Tariff 20 | 3 | 0 | 31147.22 | 1.74 | 1.74 | 0 | 0 | 0 | 0
802 | 2000027366841 |  |  | Tariff 21 | 1 | 0.4 | 2519.65 | 2.62 | 2.62 | 0 | 0 | 0 | 0
803 | 2000050277513 |  |  | Tariff 22 | 1 | 0 | 3711.39 | 1.67 | 1.67 | 0 | 0 | 0 | 0
817 | 2000050481327 |  |  | Tariff 23 | 0 | 0 | 1169.28 | 2.25 | 2.25 | 0 | 0 | 0 | 0
837 | 2000050481309 |  |  | Tariff 24 | 0 | 0 | 1169.28 | 2.69 | 2.69 | 0 | 0 | 0 | 0
804 | 2000050275631, 2000056717878, 2000056717887 |  |  | Tariff 25 | 4 | 0 | 150063.67 | 1.65 | 1.65 | 0 | 0 | 0 | 0
805 | 2000027474820 |  |  | Tariff 26 | 1 | 0 | 2520.99 | 1.47 | 1.47 | 0 | 0 | 0 | 0
806 | 2000027454188 |  |  | Tariff 27 | 2 | 0 | 12935.28 | 1.56 | 1.56 | 0 | 0 | 0 | 0
807 | 2000027454452 |  |  | Tariff 28 | 2 | 0 | 12301.18 | 1.98 | 1.98 | 0 | 0 | 0 | 0
808 | 2000052503790 |  |  | Tariff 29 | 3 | 0.624 | 31147.22 | 1.69 | 1.69 | 0 | 0 | 0 | 0
809 | 2000027297816 |  |  | Tariff 30 | 2 | 0 | 12391.44 | 0.77 | 0.77 | 0 | 0 | 0 | 0
810 | 2000050467030 | 918 | 2000027292534 | Tariff 31 | 2 | 0 | 14739.99 | 1.03 | 1.03 | 0 | 3072.9 | 0.05 | 0.05
811 | 2000051063927 |  |  | Tariff 32 | 3 | 0 | 30629.56 | 4.25 | 4.25 | 0 | 0 | 0 | 0
812 | 2000050544330 |  |  | Tariff 34 | 1 | 0.221 | 2155.66 | 1.74 | 1.74 | 0 | 0 | 0 | 0
813 | 2000055209191, 2000055209207, 2000055209216, 2000055209225, 2000055209234, 2000055209252, 2000055209243, 2000057677472, 2000057682445, 2000060517798 |  |  | Tariff 35 | 4 | 0 | 157590.23 | 3.26 | 3.26 | 0 | 0 | 0 | 0
814 | 2000027340036 | 929 | 2000054899591 | Tariff 36 | 1 | 0.221 | 2639.52 | 0.84 | 0.84 | 0 | 758.59 | 0.05 | 0.05
815 | 2000027454648 | 924 | 2000054397290 | Tariff 37 | 3 | 0 | 33213.45 | 1.42 | 1.42 | 0 | 1535.38 | 0.05 | 0.05
816 | 2000027306995 | 937 | 2000050795630 | Tariff 38 | 2 | 0 | 12460.53 | 2.98 | 2.98 | 0 | 991.8 | 0.05 | 0.05
818 | 2000050277160 |  |  | Tariff 39 | 4 | 0 | 209514.51 | 2.52 | 2.52 | 0 | 0 | 0 | 0
819 | 2000027466068 |  |  | Tariff 40 | 1 | 0 | 2312.34 | 2.48 | 2.48 | 0 | 0 | 0 | 0
7174 | 7174 | 7174 | 7174 | Tariff 41 | 0 | 0 | 312.65 | 0.81 | 0.81 | 0 | 0 | 0 | 0
823 | 2000053759147 | 923 | 2000053759174 | Tariff 43 | 2 | 0 | 11904.69 | 0.83 | 0.83 | 0 | 2171.69 | 0.05 | 0.05
824 | 2000027366498 |  |  | Tariff 44 | 3 | 1.376 | 44272.14 | 2.46 | 2.46 | 0 | 0 | 0 | 0
825 | 2000027323866 | 933 |  | Tariff 45 | 2 | 0 | 27431.68 | 3.28 | 3.28 | 0 | 13934.77 | 0.05 | 0.05
826 | 2000027318634 |  |  | Tariff 46 | 2 | 0 | 22323.08 | 1.09 | 1.09 | 0 | 0 | 0 | 0
827 | 2000052503805 |  |  | Tariff 47 | 3 | 0.43 | 31147.22 | 1.9 | 1.9 | 0 | 0 | 0 | 0
829 | 2000050275552 |  |  | Tariff 49 | 4 | 0 | 158405.92 | 1.48 | 1.48 | 0 | 0 | 0 | 0
820 | 2000052993042 |  |  | Tariff 50 | 0 | 0.805 | 357.05 | 1.04 | 1.04 | 0 | 0 | 0 | 0
830 | 2000050277986 |  |  | Tariff 51 | 4 | 0 | 187759.93 | 1.15 | 1.15 | 0 | 0 | 0 | 0
854 | 2000052369584 |  |  | Tariff 52 | 4 | 0 | 181245.39 | 2.44 | 2.44 | 0 | 0 | 0 | 0
835 | 2000050275543 |  |  | Tariff 53 | 4 | 0 | 152314.98 | 1.63 | 1.63 | 0 | 0 | 0 | 0
836 | 2000051425787 |  |  | Tariff 54 | 2 | 0 | 12912.12 | 2.85 | 2.85 | 0 | 0 | 0 | 0
4033 | 4033 | 4032 | 4032 | Tariff 55 | 0 | 0 | 0.26 | 1.89 | 1.89 | 0 | 13.01 | 0.05 | 0.05
4548 | 4548 | 4548 | 4548 | Tariff 56 | 0 | 0 | 0.05 | 1.17 | 1.17 | 0 | 13.23 | 0.05 | 0.05
839 | 2000053874062 | 925 | 2000053874080 | Tariff 57 | 0 | 0 | 3.23 | 1.61 | 1.61 | 0 | 452.59 | 0.05 | 0.05
505 | 2000053874105 | 521 | 2000053874123 | Tariff 58 | 0 | 0 | 4.85 | 1.11 | 1.11 | 0 | 662.6 | 0.05 | 0.05
840 | 2000051011929 | 930 | 2000051034322 | Tariff 59 | 0 | 0 | 83.41 | 0.77 | 0.77 | 0 | 4170.6 | 0.05 | 0.05
7393 | 7393 | 7390 | 7390 | Tariff 60 | 1 | 0.902 | 2162.19 | 0.97 | 0.97 | 0 | 614 | 0.05 | 0.05
7394 | 7394 | 7391 | 7391 | Tariff 61 | 1 | 0 | 2159.76 | 0.99 | 0.99 | 0 | 616.43 | 0.05 | 0.05
844 | 2000027491213 | 917 | 2000050932697 | Tariff 62 | 0 | 0 | 28.36 | 0.77 | 0.77 | 0 | 1985.41 | 0.05 | 0.05
844 | 2000050044320 | 917 | 2000051079954 | Tariff 63 | 0 | 0 | 27.46 | 0.94 | 0.94 | 0 | 576.67 | 0.05 | 0.05
844 | 2000052468930 | 917 | 2000052231228 | Tariff 64 | 0 | 0 | 2.8 | 1.1 | 1.1 | 0 | 0 | 0 | 0
845 | 2000050437959 |  |  | Tariff 65 | 2 | 0 | 17969.21 | 2.3 | 2.3 | 0 | 0 | 0 | 0
846 | 2000050552457 | 927 | 2000050570312 | Tariff 66 | 0 | 1.742 | 5.47 | 0.76 | 0.76 | 0 | 273.27 | 0.05 | 0.05
847 | 2000050662007 | 928 | 2000050662016 | Tariff 67 | 2 | 0 | 11763.81 | 0.92 | 0.92 | 0 | 678.38 | 0.05 | 0.05
849 | 2000052866920 |  |  | Tariff 68 | 2 | 0 | 18875.88 | 3.39 | 3.39 | 0 | 0 | 0 | 0
851 | 2000051336018 |  |  | Tariff 69 | 2 | 0 | 13267.07 | 1.95 | 1.95 | 0 | 0 | 0 | 0
853 | 2000052659600 | 938 | 2000052659585 | Tariff 70 | 1 | 0 | 2520.39 | 0.76 | 0.76 | 0 | 0 | 0 | 0
855 | 2000050276556 |  |  | Tariff 71 | 2 | 0.521 | 12301.18 | 1.66 | 1.66 | 0 | 0 | 0 | 0
856 | 2000054315483 |  |  | Tariff 72 | 3 | 0 | 30513.13 | 1.43 | 1.43 | 0 | 0 | 0 | 0
857 | 2000054359392 |  |  | Tariff 73 | 3 | 0 | 30246.33 | 1.87 | 1.87 | 0 | 0 | 0 | 0
858 | 2000051445019 | 921 | 2000051445143 | Tariff 74 | 0 | 0.226 | 15.22 | 0.86 | 0.86 | 0 | 608.62 | 0.05 | 0.05
859 | 2000054431783 | 922 | 2000054431792 | Tariff 75 | 0 | 0 | 17.98 | 0.76 | 0.76 | 0 | 359.58 | 0.05 | 0.05
860 | 2000054674344 | 939 | 2000054674353 | Tariff 76 | 0 | 0 | 333.63 | 1.21 | 1.21 | 0 | 3707 | 0.05 | 0.05
7303 | 7303 |  |  | Tariff 77 | 3 | 0.208 | 29879.03 | 3.18 | 3.18 | 0 | 0 | 0 | 0
863 | 2000055109274 | 941 | 2000055109283 | Tariff 78 | 1 | 0 | 2153.22 | 3.76 | 3.76 | 0 | 435.83 | 0.05 | 0.05
852 | 2000055132440 | 926 | 2000055132450 | Tariff 79 | 0 | 0 | 4.32 | 1.23 | 1.23 | 0 | 432.38 | 0.05 | 0.05
862 | 2000055138985 | 940 | 2000055138762 | Tariff 80 | 0 | 0 | 1.74 | 1.16 | 1.16 | 0 | 434.96 | 0.05 | 0.05
864 | 2000055125815 | 942 | 2000055125824 | Tariff 81 | 0 | 0.221 | 9.61 | 1.49 | 1.49 | 0 | 864.79 | 0.05 | 0.05
865 | 2000055125842 | 943 | 2000055125833 | Tariff 82 | 0 | 0.221 | 4.25 | 2.05 | 2.05 | 0 | 1275.24 | 0.05 | 0.05
866 | 2000055213940 | 944 | 2000055213969 | Tariff 83 | 1 | 0.221 | 2154.37 | 2.1 | 2.1 | 0 | 606.5 | 0.05 | 0.05
861 | 2000055029502 |  |  | Tariff 84 | 4 | 0 | 148316.63 | 2.34 | 2.34 | 0 | 0 | 0 | 0
861 | 2000055029511 |  |  | Tariff 85 | 0 | 0 | 155.24 | 2.24 | 2.24 | 0 | 0 | 0 | 0
861 | 2000055029520 |  |  | Tariff 86 | 0 | 0 | 155.24 | 2.26 | 2.26 | 0 | 0 | 0 | 0
861 | 2000055029530 |  |  | Tariff 87 | 0 | 0 | 155.24 | 2.41 | 2.41 | 0 | 0 | 0 | 0
861 | 2000055029549 |  |  | Tariff 88 | 0 | 0 | 155.24 | 2.44 | 2.44 | 0 | 0 | 0 | 0
861 | 2000055029558 |  |  | Tariff 89 | 0 | 0 | 155.24 | 2.22 | 2.22 | 0 | 0 | 0 | 0
7096 | 7096 | 7081 | 7081 | Tariff 90 | 4 | 0 | 157736.29 | 1.97 | 1.97 | 0 | 10438.8 | 0.05 | 0.05
|  | 7095 | 7095 | Tariff 91 | 0 | 0 | 0 | 0 | 0 | 0 | 7560.73 | 0.05 | 0.05
7098 | 7098 |  |  | Tariff 92 | 0 | 0 | 13.28 | 1.92 | 1.92 | 0 | 0 | 0 | 0
7097 | 7097 |  |  | Tariff 93 | 0 | 0 | 30294.36 | 1.79 | 1.79 | 0 | 0 | 0 | 0
833 | 2000051300396 |  |  | Tariff 95 | 4 | 0 | 158330.85 | 1.74 | 1.74 | 0 | 0 | 0 | 0
867 | 2000055426205 | 946 | 2000055426214 | Tariff 96 | 0 | 0 | 6.24 | 1.26 | 1.26 | 0 | 623.54 | 0.05 | 0.05
868 | 2000055426232 | 947 | 2000055426241 | Tariff 97 | 0 | 0 | 14.17 | 1.32 | 1.32 | 0 | 1416.64 | 0.05 | 0.05
7484 | 7484 | 7485 | 7485 | Tariff 98 | 0 | 0 | 4.24 | 1.59 | 1.59 | 0 | 1017.08 | 0.05 | 0.05
870 | 2000055580574 | 949 | 2000055580583 | Tariff 99 | 0 | 0 | 7.21 | 1.35 | 1.35 | 0 | 1008.82 | 0.05 | 0.05
872 | 2000055580592 | 611 | 2000055580608 | Tariff 101 | 0 | 0 | 10.32 | 0.94 | 0.94 | 0 | 619.45 | 0.05 | 0.05
873 | 2000055582785 | 612 | 2000055582794 | Tariff 102 | 0 | 0.221 | 10.1 | 2.74 | 2.74 | 0 | 2019.99 | 0.05 | 0.05
874 | 2000055634982 | 613 | 2000055634991 | Tariff 103 | 0 | 0 | 6.5 | 1.44 | 1.44 | 0 | 649.82 | 0.05 | 0.05
875 | 2000055643198 | 614 | 2000055643203 | Tariff 104 | 0 | 0.222 | 4.81 | 1.7 | 1.7 | 0 | 624.96 | 0.05 | 0.05
705 | 2000051981890 |  |  | Tariff 105 | 3 | 0 | 30189.52 | 1.98 | 1.98 | 0 | 0 | 0 | 0
876 | 2000055872892 | 615 | 2000055872917 | Tariff 106 | 0 | 0.221 | 6.25 | 1.67 | 1.67 | 0 | 1500.88 | 0.05 | 0.05
877 | 2000055600255 | 616 | 2000055600291 | Tariff 107 | 0 | 0 | 24.49 | 1.02 | 1.02 | 0 | 1150.81 | 0.05 | 0.05
878 | 2000055600194 | 617 | 2000055600200 | Tariff 108 | 0 | 0.215 | 19.76 | 1.08 | 1.08 | 0 | 1114.39 | 0.05 | 0.05
880 | 2000055918093 | 619 | 2000055918109 | Tariff 110 | 0 | 0 | 5.2 | 1.15 | 1.15 | 0 | 624.57 | 0.05 | 0.05
881 | 2000055969256 | 620 | 2000055969265 | Tariff 111 | 0 | 1.225 | 6.3 | 1.66 | 1.66 | 0 | 1260.58 | 0.05 | 0.05
882 | 2000055600352 | 621 | 2000055600399 | Tariff 112 | 0 | 0 | 6.24 | 1.24 | 1.24 | 0 | 623.54 | 0.05 | 0.05
883 | 2000055582767 | 622 | 2000055582776 | Tariff 113 | 0 | 0 | 27.66 | 1.31 | 1.31 | 0 | 2765.65 | 0.05 | 0.05
884 | 2000056041495 | 623 | 2000056041510 | Tariff 114 | 0 | 0.599 | 30.53 | 1.13 | 1.13 | 0 | 5342.1 | 0.05 | 0.05
349 | 2000056041500 | 504 | 2000056041529 | Tariff 115 | 0 | 0.596 | 30.53 | 1.3 | 1.3 | 0 | 5342.1 | 0.05 | 0.05
885 | 2000055916254 | 624 | 2000055916263 | Tariff 116 | 0 | 0 | 5.88 | 1.68 | 1.68 | 0 | 1765.38 | 0.05 | 0.05
886 | 2000055860113 | 625 | 2000055860122 | Tariff 117 | 0 | 0.221 | 4.87 | 2.32 | 2.32 | 0 | 387.11 | 0.05 | 0.05
888 | 2000055899574 | 627 | 2000055899583 | Tariff 119 | 0 | 0.221 | 3.3 | 1.31 | 1.31 | 0 | 626.47 | 0.05 | 0.05
889 | 2000055899529 | 628 | 2000055899538 | Tariff 120 | 0 | 0 | 34.63 | 1.02 | 1.02 | 0 | 3647.98 | 0.05 | 0.05
890 | 2000056041556 | 629 | 2000056041565 | Tariff 121 | 0 | 0 | 76.4 | 1.11 | 1.11 | 0 | 3865.03 | 0.05 | 0.05
834 | SHP 1 | 914 | SHP 2 | Tariff 122 | 4 | 0 | 154381.86 | 3.01 | 3.01 | 0 | 1842.72 | 0.05 | 0.05
891 | 2000056235458 |  |  | Tariff 123 | 2 | 0 | 15679.91 | 2.19 | 2.19 | 0 | 0 | 0 | 0
892 | 2000055582800 | 630 | 2000055582819 | Tariff 124 | 0 | 0 | 2.51 | 2.12 | 2.12 | 0 | 627.26 | 0.05 | 0.05
893 | 2000056442147 | 631 | 2000056442156 | Tariff 125 | 0 | 0 | 4.65 | 1.25 | 1.25 | 0 | 286.81 | 0.05 | 0.05
894 | 2000055894939 | 632 | 2000055894948 | Tariff 126 | 0 | 0 | 2.32 | 2.14 | 2.14 | 0 | 627.45 | 0.05 | 0.05
895 | 2000055630116 | 633 | 2000055630125 | Tariff 127 | 0 | 0 | 6.82 | 1.7 | 1.7 | 0 | 429.88 | 0.05 | 0.05
896 | 2000055845773 | 634 | 2000055845782 | Tariff 128 | 0 | 1.198 | 3.69 | 1.18 | 1.18 | 0 | 433.02 | 0.05 | 0.05
720 | 2000055856970 | 635 | 2000055856989 | Tariff 129 | 0 | 0 | 10.12 | 3.21 | 3.21 | 0 | 3035.38 | 0.05 | 0.05
848 | 2000056875315 | 648 | 2000056875324 | Tariff 131 | 0 | 0.174 | 105.76 | 0.81 | 0.81 | 0 | 1399.68 | 0.05 | 0.05
724 | 2000055874997 | 639 | 2000055875003 | Tariff 134 | 0 | 0 | 40.36 | 0.76 | 0.76 | 0 | 2368.02 | 0.05 | 0.05
725 | 2000055996659 | 640 | 2000055996668 | Tariff 135 | 0 | 0 | 9.19 | 0.99 | 0.99 | 0 | 620.58 | 0.05 | 0.05
726 | 2000055627860 | 641 | 2000055627888 | Tariff 136 | 0 | 0.593 | 7.49 | 1.06 | 1.06 | 0 | 429.21 | 0.05 | 0.05
727 | 2000055899788 | 642 | 2000055899797 | Tariff 137 | 0 | 0.217 | 22.47 | 1.1 | 1.1 | 0 | 1370.51 | 0.05 | 0.05
831 | 2000055924005 | 645 | 2000055924014 | Tariff 138 | 0 | 0 | 32.75 | 1.37 | 1.37 | 0 | 3012.75 | 0.05 | 0.05
832 | 2000055878690 | 646 | 2000055878705 | Tariff 139 | 0 | 0.223 | 5.65 | 3.58 | 3.58 | 0 | 1450.38 | 0.05 | 0.05
Y00 | 2000056762133 | Z00 | 2000056762142 | Tariff 140 | 0 | 0.201 | 17.54 | 0.92 | 0.92 | 0 | 1753.73 | 0.05 | 0.05
850 | 2000055901285 | 649 | 2000055901300 | Tariff 143 | 0 | 0 | 15.32 | 0.9 | 0.9 | 0 | 551.41 | 0.05 | 0.05
661 | 2000055901346 | 911 | 2000055901355 | Tariff 144 | 0 | 0 | 9.69 | 1.01 | 1.01 | 0 | 620.08 | 0.05 | 0.05
662 | 2000055899389 | 912 | 2000055899398 | Tariff 146 | 0 | 0.222 | 12.08 | 1.66 | 1.66 | 0 | 1932.76 | 0.05 | 0.05
452 | 2000056479100 | 952 | 2000056479110 | Tariff 147 | 0 | 0.202 | 37.23 | 1.13 | 1.13 | 0 | 3308.98 | 0.05 | 0.05
663 | 2000055858718 | 913 | 2000055858727 | Tariff 148 | 0 | 0.223 | 5.91 | 1.63 | 1.63 | 0 | 1301.29 | 0.05 | 0.05
Y29 | 2000056951250 | Z29 | 2000056951269 | Tariff 149 | 0 | 0 | 1295.04 | 0.76 | 0.76 | 0 | 11954.23 | 0.05 | 0.05
458 | 2000056277271 | 958 | 2000056277280 | Tariff 151 | 0 | 0 | 18.23 | 1.37 | 1.37 | 0 | 611.54 | 0.05 | 0.05
596 | 2000056113290 | 626 | 2000056113323 | Tariff 152 | 0 | 0.801 | 6.24 | 1.37 | 1.37 | 0 | 623.54 | 0.05 | 0.05
597 | 2000056188505 | 607 | 2000056212628 | Tariff 153 | 0 | 0 | 6.85 | 1.59 | 1.59 | 0 | 622.92 | 0.05 | 0.05
665 | 2000055924023 | 915 | 2000055924032 | Tariff 154 | 0 | 0 | 31.07 | 1.4 | 1.4 | 0 | 1740.19 | 0.05 | 0.05
598 | 2000056127229 | 608 | 2000056127292 | Tariff 155 | 0 | 0.206 | 10.63 | 2.39 | 2.39 | 0 | 2359.92 | 0.05 | 0.05
459 | 2000056455252 | 959 | 2000056455270 | Tariff 156 | 0 | 0.22 | 9.13 | 1.18 | 1.18 | 0 | 620.64 | 0.05 | 0.05
599 | 2000056021300 | 609 | 2000056021319 | Tariff 158 | 0 | 0.222 | 77.4 | 1.42 | 1.42 | 0 | 7739.68 | 0.05 | 0.05
666 | 2000055815004 | 916 | 2000055815013 | Tariff 160 | 0 | 0.22 | 42.32 | 1.21 | 1.21 | 0 | 2750.98 | 0.05 | 0.05
460 | 2000056244977 | 960 | 2000056244986 | Tariff 161 | 0 | 0.214 | 16.36 | 0.88 | 0.88 | 0 | 613.41 | 0.05 | 0.05
650 | 2000056148799 | 600 | 2000056148804 | Tariff 162 | 0 | 0.603 | 12.64 | 2.36 | 2.36 | 0 | 2528.47 | 0.05 | 0.05
651 | 2000056082126 | 601 | 2000056082135 | Tariff 164 | 0 | 1.237 | 2.42 | 2.11 | 2.11 | 0 | 846.35 | 0.05 | 0.05
652 | 2000056194252 | 602 | 2000056194261 | Tariff 165 | 0 | 0 | 22.23 | 0.99 | 0.99 | 0 | 733.64 | 0.05 | 0.05
667 | 2000055881610 | 647 | 2000055881629 | Tariff 167 | 0 | 1.245 | 14.83 | 1.52 | 1.52 | 0 | 1756.43 | 0.05 | 0.05
465 | 2000056474803 | 954 | 2000056474812 | Tariff 168 | 0 | 0 | 18.85 | 0.97 | 0.97 | 0 | 1885.15 | 0.05 | 0.05
653 | 2000056179477 | 603 | 2000056179495 | Tariff 169 | 0 | 0.794 | 12.74 | 1.18 | 1.18 | 0 | 1121.41 | 0.05 | 0.05
654 | 2000056205295 | 604 | 2000056205310 | Tariff 170 | 0 | 0.219 | 11.92 | 1.35 | 1.35 | 0 | 1852.25 | 0.05 | 0.05
656 | 2000056199942 | 636 | 2000056199951 | Tariff 171 | 0 | 0.221 | 7.71 | 1.59 | 1.59 | 0 | 841.06 | 0.05 | 0.05
664 | 2000056063709 | 964 | 2000056063718 | Tariff 173 | 0 | 0 | 35.73 | 1.07 | 1.07 | 0 | 2591.64 | 0.05 | 0.05
524 | 2000056300470 | 404 | 2000056300489 | Tariff 174 | 0 | 0 | 2.52 | 1.78 | 1.78 | 0 | 627.25 | 0.05 | 0.05
675 | 2000055907808 | 945 | 2000055907817 | Tariff 175 | 0 | 0.797 | 3.76 | 1.63 | 1.63 | 0 | 626.02 | 0.05 | 0.05
676 | 2000055904773 | 936 | 2000055904782 | Tariff 176 | 0 | 0 | 6.92 | 1.5 | 1.5 | 0 | 622.85 | 0.05 | 0.05
681 | 2000055926119 | 781 | 2000055926128 | Tariff 177 | 0 | 0.232 | 39.74 | 0.95 | 0.95 | 0 | 935.12 | 0.05 | 0.05
668 | 2000056199766 | 968 | 2000056199793 | Tariff 178 | 1 | 0.22 | 2193.23 | 0.87 | 0.87 | 0 | 2367.49 | 0.05 | 0.05
670 | 2000056222885 | 970 | 2000056222894 | Tariff 179 | 0 | 0.591 | 12.47 | 0.98 | 0.98 | 0 | 617.3 | 0.05 | 0.05
671 | 2000056002307 | 971 | 2000056002316 | Tariff 180 | 0 | 0 | 20.54 | 1.43 | 1.43 | 0 | 4518.18 | 0.05 | 0.05
677 | 2000055904791 | 777 | 2000055904807 | Tariff 181 | 0 | 0 | 9.31 | 0.91 | 0.91 | 0 | 620.46 | 0.05 | 0.05
678 | 2000055916272 | 778 | 2000055916281 | Tariff 182 | 0 | 0.092 | 10.32 | 1.33 | 1.33 | 0 | 619.45 | 0.05 | 0.05
679 | 2000055891167 | 779 | 2000055891176 | Tariff 184 | 0 | 0.604 | 20.12 | 1.43 | 1.43 | 0 | 2009.97 | 0.05 | 0.05
672 | 2000056147378 | 972 | 2000056147387 | Tariff 185 | 0 | 0 | 8.76 | 4.21 | 4.21 | 0 | 3892.84 | 0.05 | 0.05
680 | 2000055908537 | 780 | 2000055908546 | Tariff 186 | 0 | 0 | 4.15 | 1.1 | 1.1 | 0 | 432.55 | 0.05 | 0.05
674 | 2000056049271 | 974 | 2000056049280 | Tariff 187 | 0 | 0 | 4.19 | 1.04 | 1.04 | 0 | 432.52 | 0.05 | 0.05
682 | 2000056049305 | 782 | 2000056049314 | Tariff 188 | 0 | 0 | 4.4 | 1.11 | 1.11 | 0 | 432.3 | 0.05 | 0.05
Y01 | 2000056827906 | Z01 | 2000056827915 | Tariff 189 | 0 | 0 | 23.76 | 0.8 | 0.8 | 0 | 412.94 | 0.05 | 0.05
683 | 2000056169804 | 783 | 2000056169822 | Tariff 190 | 0 | 0.602 | 6.18 | 1.96 | 1.96 | 0 | 1346.97 | 0.05 | 0.05
684 | 2000056179662 | 784 | 2000056179680 | Tariff 191 | 0 | 0 | 8.02 | 1.42 | 1.42 | 0 | 750.86 | 0.05 | 0.05
685 | 2000056107107 | 785 | 2000056107125 | Tariff 192 | 0 | 0 | 4.66 | 1.84 | 1.84 | 0 | 625.11 | 0.05 | 0.05
686 | 2000056113954 | 786 | 2000056113963 | Tariff 194 | 0 | 0.22 | 5.71 | 1.96 | 1.96 | 0 | 624.06 | 0.05 | 0.05
687 | 2000056138132 | 787 | 2000056138160 | Tariff 196 | 0 | 0.222 | 2.09 | 1.73 | 1.73 | 0 | 627.68 | 0.05 | 0.05
688 | 2000056167913 | 788 | 2000056167922 | Tariff 198 | 0 | 0.602 | 0.91 | 2.7 | 2.7 | 0 | 435.79 | 0.05 | 0.05
525 | 2000056537756 | 956 | 2000056537783 | Tariff 199 | 0 | 0.204 | 29.71 | 1.6 | 1.6 | 0 | 5249 | 0.05 | 0.05
689 | 2000055874960 | 789 | 2000055874979, 2000060638456 | Tariff 201 | 2 | 0 | 13550.06 | 0.77 | 0.77 | 0 | 13213.94 | 0.05 | 0.05
690 | 2000056147225 | 790 | 2000056147261 | Tariff 202 | 0 | 0 | 8.07 | 1.6 | 1.6 | 0 | 1345.08 | 0.05 | 0.05
691 | 2000055932200 | 791 | 2000055932238 | Tariff 205 | 0 | 0 | 1.26 | 4.5 | 4.5 | 0 | 628.51 | 0.05 | 0.05
729 | 2000055373760, 2000055373779, 2000055373788, 2000055373797, 2000055373802, 2000055373811, 2000055373820, 2000055373830, 2000056698230, 2000056698240, 2000056698259, 2000056698268, 2000056698277, 2000056698286, 2000056793498, 2000056793503, 2000058020371 |  |  | Tariff 206 | 4 | 0.774 | 171421.08 | 1.59 | 1.59 | 0 | 0 | 0 | 0
527 | 2000056441375 | 962 | 2000056441384 | Tariff 208 | 0 | 0 | 6.91 | 0.95 | 0.95 | 0 | 748.95 | 0.05 | 0.05
692 | 2000056204956 | 792 | 2000056204965 | Tariff 209 | 0 | 0 | 80.03 | 1.48 | 1.48 | 0 | 9336.6 | 0.05 | 0.05
528 | 2000056213152 | 618 | 2000056439613 | Tariff 212 | 0 | 0 | 18.33 | 1.48 | 1.48 | 0 | 5787.35 | 0.05 | 0.05
693 | 2000056147396 | 793 | 2000056147401 | Tariff 213 | 0 | 0.603 | 1.99 | 2.28 | 2.28 | 0 | 627.78 | 0.05 | 0.05
529 | 2000056359669 | 989 | 2000056359863 | Tariff 214 | 0 | 0 | 32.47 | 1.5 | 1.5 | 0 | 4546.08 | 0.05 | 0.05
694 | 2000056202391 | 794 | 2000056202407 | Tariff 215 | 0 | 0.792 | 25.42 | 1.02 | 1.02 | 0 | 2382.96 | 0.05 | 0.05
585 | 2000056452109 | 963 | 2000056452118 | Tariff 218 | 0 | 0.221 | 11.64 | 1.34 | 1.34 | 0 | 870.33 | 0.05 | 0.05
695 | 2000056186400 | 795 | 2000056186438 | Tariff 219 | 0 | 0 | 55.67 | 1.41 | 1.41 | 0 | 11438.2 | 0.05 | 0.05
696 | 2000056166440 | 796 | 2000056166469 | Tariff 220 | 0 | 0 | 68.9 | 1.85 | 1.85 | 0 | 5511.78 | 0.05 | 0.05
Y02 | 2000056792652 | Z02 | 2000056792661 | Tariff 222 | 0 | 0 | 3.4 | 0.77 | 0.77 | 0 | 815.52 | 0.05 | 0.05
595 | 2000056384832 | 980 | 2000056384850 | Tariff 225 | 1 | 0 | 2175.32 | 0.89 | 0.89 | 0 | 758.11 | 0.05 | 0.05
655 | 2000056536112 | 955 | 2000056536121 | Tariff 227 | 0 | 0 | 17.18 | 1.14 | 1.14 | 0 | 3991.33 | 0.05 | 0.05
657 | 2000056456256 | 957 | 2000056456265 | Tariff 228 | 0 | 0 | 39.7 | 0.8 | 0.8 | 0 | 397 | 0.05 | 0.05
659 | 2000056439998 | 999 | 2000056440006 | Tariff 229 | 0 | 0 | 6.18 | 1.06 | 1.06 | 0 | 579.66 | 0.05 | 0.05
660 | 2000056420339 | 450 | 2000056420348 | Tariff 230 | 0 | 0.787 | 10.95 | 1.53 | 1.53 | 0 | 744.91 | 0.05 | 0.05
697 | 2000056202416 | 797 | 2000056202425 | Tariff 233 | 0 | 0 | 14.55 | 2.16 | 2.16 | 0 | 1119.6 | 0.05 | 0.05
Y49 | 2000060046760 | Z49 | 2000060046797 | Tariff 234 | 0 | 0 | 108.82 | 0.97 | 0.97 | 0 | 22634.1 | 0.05 | 0.05
669 | 2000056532456 | 369 | 2000056532483 | Tariff 235 | 0 | 0.22 | 18.2 | 0.93 | 0.93 | 0 | 800.72 | 0.05 | 0.05
7311 | 7311 | 7310 | 7310 | Tariff 238 | 0 | 0.664 | 119 | 0.95 | 0.95 | 0 | 1785 | 0.05 | 0.05
698 | 2000056199613 | 798 | 2000056199701 | Tariff 240 | 0 | 0 | 133.43 | 0.8 | 0.8 | 0 | 1000.72 | 0.05 | 0.05
699 | 2000056191526 | 799 | 2000056191535 | Tariff 244 | 0 | 0 | 42.79 | 2.38 | 2.38 | 0 | 12883.19 | 0.05 | 0.05
703 | 2000056580947, 2000056580956 |  |  | Tariff 246 | 3 | 0 | 84546.41 | 1.32 | 1.32 | 0 | 0 | 0 | 0
730 | 2000056058754 | 741 | 2000056058763 | Tariff 247 | 0 | 0 | 3.45 | 0.86 | 0.86 | 0 | 151.79 | 0.05 | 0.05
731 | 2000056151106 | 742 | 2000056151115 | Tariff 248 | 1 | 0 | 2211.49 | 0.81 | 0.81 | 0 | 96.1 | 0.05 | 0.05
732 | 2000056098818 | 743 | 2000056098827 | Tariff 249 | 0 | 0 | 3.04 | 0.97 | 0.97 | 0 | 152.2 | 0.05 | 0.05
673 | 2000056551324 | 403 | 2000056551333 | Tariff 250 | 0 | 0 | 33.2 | 1.74 | 1.74 | 0 | 3984.43 | 0.05 | 0.05
721 | 2000056562292 | 451 | 2000056562317 | Tariff 251 | 0 | 0 | 732.21 | 0.8 | 0.8 | 0 | 6135.96 | 0.05 | 0.05
728 | 2000056194191 | 978 | 2000056194207 | Tariff 252 | 0 | 0.222 | 6.81 | 2.06 | 2.06 | 0 | 2620.57 | 0.05 | 0.05
901 | 2000056139215 | 991 | 2000056139224 | Tariff 253 | 0 | 0.605 | 14.98 | 4.96 | 4.96 | 0 | 8489.11 | 0.05 | 0.05
904 | 2000056219952 | 994 | 2000056219980 | Tariff 254 | 0 | 0 | 397.82 | 0.77 | 0.77 | 0 | 358.04 | 0.05 | 0.05
905 | 2000056200010 | 995 | 2000056200029 | Tariff 255 | 0 | 0.798 | 5.24 | 1.82 | 1.82 | 0 | 750.63 | 0.05 | 0.05
906 | 2000056138977 | 996 | 2000056139001 | Tariff 256 | 0 | 0 | 4.18 | 1.37 | 1.37 | 0 | 751.69 | 0.05 | 0.05
907 | 2000056212033 | 997 | 2000056212042 | Tariff 257 | 0 | 0 | 66.05 | 0.84 | 0.84 | 0 | 1200.84 | 0.05 | 0.05
908 | 2000056139395 | 998 | 2000056139438 | Tariff 258 | 0 | 1.235 | 30.6 | 1.8 | 1.8 | 0 | 13002.97 | 0.05 | 0.05
723 | 2000056530788 | 953 | 2000056530797 | Tariff 260 | 0 | 0 | 191.3 | 1.1 | 1.1 | 0 | 23195.36 | 0.05 | 0.05
765 | 2000056469176 | 983 | 2000056469185 | Tariff 262 | 0 | 0.089 | 27.66 | 0.89 | 0.89 | 0 | 1106.49 | 0.05 | 0.05
Y03 | 2000056842124 | Z03 | 2000056842133 | Tariff 264 | 0 | 0.222 | 3.23 | 2.67 | 2.67 | 0 | 752.64 | 0.05 | 0.05
7492 | 7492 | 7493 | 7493 | Tariff 265 | 0 | 0.816 | 19.16 | 0.97 | 0.97 | 0 | 766.57 | 0.05 | 0.05
746 | 2000056488513 | 748 | 2000056488531 | Tariff 269 | 0 | 0 | 1.65 | 1.31 | 1.31 | 0 | 880.31 | 0.05 | 0.05
Y05 | 2000056866055 | Z05 | 2000056866064 | Tariff 270 | 0 | 0 | 11.55 | 0.95 | 0.95 | 0 | 744.32 | 0.05 | 0.05
766 | 2000056537213 | 966 | 2000056537222 | Tariff 275 | 0 | 0.793 | 25.92 | 1.12 | 1.12 | 0 | 2130.27 | 0.05 | 0.05
Y06 | 2000056521960 | Z06 | 2000056522003 | Tariff 276 | 0 | 0.851 | 18.3 | 1.41 | 1.41 | 0 | 418.4 | 0.05 | 0.05
Y26 | 2000056839896 | Z26 | 2000056839901 | Tariff 277 | 0 | 0.203 | 9.04 | 1.1 | 1.1 | 0 | 746.83 | 0.05 | 0.05
841 | 2000060018140 | 919 | 2000060018150 | Tariff 279 | 0 | 0.785 | 40.15 | 1.3 | 1.3 | 0 | 1226.74 | 0.05 | 0.05
767 | 2000056535670 | 467 | 2000056535740 | Tariff 280 | 0 | 0 | 6.26 | 1.2 | 1.2 | 0 | 938.75 | 0.05 | 0.05
768 | 2000056345452 | 468 | 2000056345461 | Tariff 283 | 0 | 0 | 38.69 | 0.87 | 0.87 | 0 | 1354.29 | 0.05 | 0.05
Y07 | 2000056520910 | Z07 | 2000056520957 | Tariff 284 | 0 | 0.842 | 18.3 | 1.45 | 1.45 | 0 | 418.4 | 0.05 | 0.05
Y27 | 2000056860080 | Z27 | 2000056860090 | Tariff 286 | 0 | 0.98 | 31.38 | 1.14 | 1.14 | 0 | 1255.4 | 0.05 | 0.05
769 | 2000056495496, 2000056496295 | 984 | 2000056495501, 2000056496300 | Tariff 291 | 0 | 0.22 | 6.15 | 0.92 | 0.92 | 0 | 430.55 | 0.05 | 0.05
Y08 | 2000056865497 | Z08 | 2000056865479 | Tariff 292 | 0 | 0 | 30.35 | 0.92 | 0.92 | 0 | 1103.8 | 0.05 | 0.05
771 | 2000056477646 | 951 | 2000056477682 | Tariff 293 | 0 | 0.221 | 9.33 | 1.08 | 1.08 | 0 | 746.54 | 0.05 | 0.05
7490 | 7490 | 7491 | 7491 | Tariff 294 | 0 | 0 | 27.66 | 0.95 | 0.95 | 0 | 1106.49 | 0.05 | 0.05
7496 | 7496 | 7497 | 7497 | Tariff 295 | 0 | 0 | 60.96 | 0.98 | 0.98 | 0 | 2566.42 | 0.05 | 0.05
Y10 | 2000056474868 | Z10 | 2000056474877 | Tariff 296 | 0 | 0 | 38.14 | 1.22 | 1.22 | 0 | 4229.2 | 0.05 | 0.05
774 | 2000056474380 | 644 | 2000056474399 | Tariff 300 | 0 | 0 | 2.17 | 1.63 | 1.63 | 0 | 434.53 | 0.05 | 0.05
Y11 | 2000056631430 | Z11 | 2000056631440 | Tariff 301 | 0 | 0 | 2.17 | 1.42 | 1.42 | 0 | 434.53 | 0.05 | 0.05
733 | 2000056705135 | 744 | 2000056705144 | Tariff 304 | 0 | 0 | 70.29 | 1.68 | 1.68 | 0 | 3194.2 | 0.05 | 0.05
775 | 2000056366860 | 986 | 2000056366930 | Tariff 305 | 0 | 0 | 14.82 | 1.44 | 1.44 | 0 | 741.05 | 0.05 | 0.05
Y12 | 2000056623634, 2000056638213 | 933 |  | Tariff 306 | 3 | 0.227 | 30733.7 | 1.46 | 1.46 | 0 | 18.73 | 0.05 | 0.05
776 | 2000056563570 | 976 | 2000056563589 | Tariff 311 | 0 | 0.772 | 46.97 | 0.78 | 0.78 | 0 | 708.89 | 0.05 | 0.05
Y13 | 2000056866037 | Z13 | 2000056866046 | Tariff 312 | 0 | 0.593 | 20.53 | 0.83 | 0.83 | 0 | 390.06 | 0.05 | 0.05
Y14 | 2000056848135 | Z14 | 2000056848144 | Tariff 316 | 0 | 0 | 7.04 | 1.26 | 1.26 | 0 | 1127.11 | 0.05 | 0.05
Y15 | 2000056774592 | Z15 | 2000056774608 | Tariff 320 | 0 | 0.219 | 8.96 | 0.86 | 0.86 | 0 | 746.9 | 0.05 | 0.05
Y16 | 2000056647928 | Z16 | 2000056647946 | Tariff 322 | 0 | 0 | 2.78 | 1.64 | 1.64 | 0 | 444.48 | 0.05 | 0.05
Y17 | 2000056456743 | Z17 | 2000056456850 | Tariff 329 | 0 | 0 | 39.7 | 0.79 | 0.79 | 0 | 397 | 0.05 | 0.05
Y18 | 2000056872183 | Z18 | 2000056872305 | Tariff 331 | 0 | 0 | 18.72 | 1.1 | 1.1 | 0 | 1871.51 | 0.05 | 0.05
Y50 | 2000060619240 | Z50 | 2000060619259 | Tariff 333 | 0 | 0 | 1.96 | 1.97 | 1.97 | 0 | 627.81 | 0.05 | 0.05
838 | 2000056479129 | 638 | 2000056479138 | Tariff 339 | 0 | 0 | 68.62 | 0.94 | 0.94 | 0 | 2983.51 | 0.05 | 0.05
843 | 2000056465942 | 643 | 2000056465970 | Tariff 340 | 0 | 0 | 6.04 | 1.06 | 1.06 | 0 | 462.63 | 0.05 | 0.05
871 | 2000056504928 | 981 | 2000056504937 | Tariff 341 | 0 | 0 | 10.65 | 1.02 | 1.02 | 0 | 426.05 | 0.05 | 0.05
879 | 2000056522323 | 988 | 2000056522332 | Tariff 342 | 0 | 0 | 15.96 | 1.14 | 1.14 | 0 | 1015.32 | 0.05 | 0.05
887 | 2000056527544 | 992 | 2000056527562 | Tariff 343 | 0 | 0.222 | 50.96 | 2.53 | 2.53 | 0 | 10872.16 | 0.05 | 0.05
900 | 2000056873470 | 950 | 2000056873498 | Tariff 344 | 0 | 0.13 | 13.22 | 0.78 | 0.78 | 0 | 1058 | 0.05 | 0.05
Y20 | 2000056873512 | Z20 | 2000056873530 | Tariff 346 | 0 | 0.766 | 35.77 | 1.39 | 1.39 | 0 | 1490.34 | 0.05 | 0.05
Y21 | 2000056644670 | Z21 | 2000056644680 | Tariff 347 | 0 | 0 | 4.65 | 1.25 | 1.25 | 0 | 286.81 | 0.05 | 0.05
Y45 | 2000060268250 | Z45 | 2000060268260 | Tariff 353 | 0 | 0 | 157.94 | 1.22 | 1.22 | 0 | 665.01 | 0.05 | 0.05
Y32 | 2000057382881 | Z32 | 2000057382890 | Tariff 354 | 0 | 0 | 4.72 | 2.1 | 2.1 | 0 | 363.92 | 0.05 | 0.05
Y38 | 2000057829816 | Z36 | 2000057829825 | Tariff 356 | 0 | 0 | 67.56 | 1.72 | 1.72 | 0 | 2702.5 | 0.05 | 0.05
7372 | 7372 | 7373 | 7373 | Tariff 365 | 0 | 0 | 39.54 | 0.94 | 0.94 | 0 | 878.62 | 0.05 | 0.05
Y22 | 2000056721085 | Z22 | 2000056721128 | Tariff 374 | 0 | 0 | 17.88 | 0.9 | 0.9 | 0 | 429.08 | 0.05 | 0.05
Y23 | 2000056873489 | Z23 | 2000056873503 | Tariff 379 | 0 | 0.13 | 107.12 | 0.78 | 0.78 | 0 | 107.12 | 0.05 | 0.05
Y33 | 2000056970234 | Z33 | 2000056970243 | Tariff 381 | 0 | 0.096 | 18.51 | 0.93 | 0.93 | 0 | 445.33 | 0.05 | 0.05
Y46 | 2000060440639 | Z46 | 2000060440648 | Tariff 383 | 0 | 0 | 6325.31 | 1.11 | 1.11 | 0 | 6325.31 | 0.05 | 0.05
7459 | 7459 | 7460 | 7460 | Tariff 385 | 0 | 0 | 490.75 | 0.89 | 0.89 | 0 | 490.75 | 0.05 | 0.05
Y24 | 2000056879230 | Z24 | 2000056879240 | Tariff 391 | 0 | 0 | 2.77 | 1.64 | 1.64 | 0 | 305.84 | 0.05 | 0.05
Y25 | 2000056873521 | Z25 | 2000056873540 | Tariff 392 | 0 | 0.735 | 183.13 | 1.3 | 1.3 | 0 | 183.13 | 0.05 | 0.05
Y34 | 2000057162785 | Z34 | 2000057162794 | Tariff 394 | 0 | 0.224 | 338.89 | 1.01 | 1.01 | 0 | 423.61 | 0.05 | 0.05
Y52 | 2000060717806 | Z52 | 2000060717815 | Tariff 395 | 0 | 0 | 48.99 | 1.35 | 1.35 | 0 | 4246.88 | 0.05 | 0.05
7615 | 7615 | 7616 | 7616 | Tariff 402 | 0 | 0 | 443.14 | 0.85 | 0.85 | 0 | 443.14 | 0.05 | 0.05
821 | 2000057983865 | Z37 | 2000057983847 | Tariff 405 | 0 | 0 | 1102.26 | 0.61 | 0.61 | 0 | 1045.68 | 0.05 | 0.05
7515 | 7515 | 7516 | 7516 | Tariff 413 | 0 | 0.878 | 762.69 | 1.36 | 1.36 | 0 | 802.84 | 0.05 | 0.05
Y35 | 2000057082465 | Z35 | 2000057082474 | Tariff 414 | 0 | 0 | 172.51 | 0.79 | 0.79 | 0 | 274.45 | 0.05 | 0.05
7527 | 7527 | 7528 | 7528 | Tariff 415 | 0 | 0 | 849.13 | 0.84 | 0.84 | 0 | 849.13 | 0.05 | 0.05
Y28 | 2000057173796 | Z28 | 2000056212186 | Tariff 417 | 0 | 0.221 | 3.37 | 2.32 | 2.32 | 0 | 486.61 | 0.05 | 0.05
Y53 | 2000060744819 | Z53 | 2000060744828 | Tariff 431 | 0 | 0 | 1485.32 | 1.27 | 1.27 | 0 | 1563.48 | 0.05 | 0.05
897 | - | 933 | - | Tariff 444 | 0 | 0 | 462.59 | 0.85 | 0.85 | 0 | 396.5 | 0.05 | 0.05
TBC | - | TBC | - | Tariff 445 | 0 | 0 | 2665.22 | 0.31 | 0.31 | 0 | 2665.22 | 0.05 | 0.05
745 | 2000054784320, 2000054784330 |  |  | Tariff 453 | 4 | 0.219 | 157533.17 | 1.54 | 1.54 | 0 | 0 | 0 | 0
Y37 | 2000057337337 |  |  | Tariff 455 | 2 | 0 | 34246.39 | 1.23 | 1.23 | 0 | 0 | 0 | 0
897 | - |  |  | Tariff 460 | 4 | 0.503 | 134212.22 | 0.66 | 0.66 | 0 | 0 | 0 | 0
897 | - |  |  | Tariff 461 | 4 | 0 | 135023.02 | 1.33 | 1.33 | 0 | 0 | 0 | 0
828 | 2000057906648 | Z04 | 2000057906657 | Tariff 462 | 0 | 0.601 | 2.32 | 1.57 | 1.57 | 0 | 634.09 | 0.05 | 0.05
Y19 | 2000060019376 | 402 | 2000060019385 | Tariff 463 | 0 | 0 | 1411.43 | 0.78 | 0.78 | 0 | 1340.39 | 0.05 | 0.05
Y54 |  | Z54 |  | Tariff 467 | 0 | 0.599 | 57.56 | 1.28 | 1.28 | 0 | 461.09 | 0.05 | 0.05
Y55 | 2000060556184 | Z55 | 2000060556209 | Tariff 469 | 0 | 0.205 | 5.52 | 0.76 | 0.76 | 0 | 441.44 | 0.05 | 0.05
Y56 | 2000060720482 | Z56 | 2000060720491 | Tariff 471 | 0 | 0 | 2038.59 | 1.23 | 1.23 | 0 | 2038.59 | 0.05 | 0.05
Y57 | 2000060526677 | Z57 | 2000060526686 | Tariff 473 | 0 | 0.6 | 12.2 | 1.24 | 1.24 | 0 | 2761.19 | 0.05 | 0.05
Y36 | 2000056598002, 2000056598085, 2000057489980, 2000057489990 | Z58 | 2000060314136 | Tariff 474 | 4 | 0 | 169980.71 | 1.35 | 1.35 | 0 | 0 | 0 | 0
Y59 |  | Z59 |  | Tariff 475 | 0 | 0 | 45.59 | 1.81 | 1.81 | 0 | 4558.88 | 0.05 | 0.05
739 |  |  |  | Tariff 478 | 2 | 1.45 | 10901.42 | 2.69 | 2.69 | 0 | 0 | 0 | 0
739 |  |  |  | Tariff 479 | 2 | 0 | 10820.38 | 3.3 | 3.3 | 0 | 0 | 0 | 0
770 | 2000057985393 | 610 | 2000057985409 | Tariff 480 | 0 | 0 | 1063.55 | 0.85 | 0.85 | 0 | 1063.55 | 0.05 | 0.05
822 | 2000060051333 | Z30 | 2000060051342 | Tariff 481 | 0 | 0 | 1241.46 | 0.78 | 0.78 | 0 | 1179.54 | 0.05 | 0.05
Y04 | 2000060014536, 2000060068504 |  |  | Tariff 482 | 2 | 1.252 | 18443.98 | 0.83 | 0.83 | 0 | 0 | 0 | 0
Y09 | 2000060085722 | Z09 | 2000060085731 | Tariff 483 | 0 | 0 | 1904.81 | 0.77 | 0.77 | 0 | 9524.04 | 0.05 | 0.05
Y39 | 2000056872582 | Z38 | 2000056872607 | Tariff 484 | 0 | 0 | 2.57 | 1.53 | 1.53 | 0 | 203.6 | 0.05 | 0.05
Y40 | 2000060045056 | Z39 | 2000060045126 | Tariff 485 | 0 | 0 | 2.58 | 1.27 | 1.27 | 0 | 238.21 | 0.05 | 0.05
899 |  |  |  | Tariff 487 | 4 | 0 | 140937.52 | 0.35 | 0.35 | 0 | 0 | 0 | 0
Y30 | 2000060144110 | 948 | 2000060144129 | Tariff 490 | 0 | 0 | 0.97 | 2.68 | 2.68 | 0 | 754.9 | 0.05 | 0.05
869 | 2000060138082 | Z42 | 2000060138091 | Tariff 491 | 0 | 0 | 8742.09 | 0.77 | 0.77 | 0 | 17484.19 | 0.05 | 0.05
Z40 | 2000060129343 | Z43 | 2000060129352 | Tariff 492 | 0 | 0.804 | 10.93 | 1.15 | 1.15 | 0 | 874.35 | 0.05 | 0.05
Z41 | 2000060127114 | Z44 | 2000060127123 | Tariff 493 | 0 | 0 | 340.77 | 0.84 | 0.84 | 0 | 358.69 | 0.05 | 0.05
Y47 | 2000060253227 | Z47 | 2000060253236 | Tariff 494 | 0 | 0 | 459.3 | 0.84 | 0.84 | 0 | 483.49 | 0.05 | 0.05
7529 | 7529 | 7530 | 7530 | Tariff 495 | 0 | 0 | 3584.16 | 0.83 | 0.83 | 0 | 3584.16 | 0.05 | 0.05
Y61 | 2000060330778 | Z61 | 2000060330787 | Tariff 496 | 0 | 0.09 | 54.33 | 0.97 | 0.97 | 0 | 10722.86 | 0.05 | 0.05
897 |  | 933 |  | Tariff 497 | 0 | 0 | 350.24 | 1.3 | 1.3 | 0 | 350.24 | 0.05 | 0.05
Y62 |  |  |  | Tariff 498 | 3 | 0 | 31255.49 | 3.06 | 3.06 | 0 | 0 | 0 | 0
Y64 | 2000060564983 | Z64 | 2000060564992 | Tariff 500 | 0 | 0 | 5.23 | 0.76 | 0.76 | 0 | 753.65 | 0.05 | 0.05
Y48 | 2000060125845 | Z48 | 2000060125854 | Tariff 501 | 0 | 0 | 47 | 0.87 | 0.87 | 0 | 477.44 | 0.05 | 0.05
842 | 2000060129325 | 920 | 2000060129334 | Tariff 502 | 0 | 0 | 1102.26 | 0.65 | 0.65 | 0 | 1045.68 | 0.05 | 0.05
861 | 2000060380148 |  |  | Tariff 503 | 0 | 0 | 155.24 | 0.98 | 0.98 | 0 | 0 | 0 | 0
861 | 2000060380157 |  |  | Tariff 504 | 0 | 0 | 155.24 | 0.98 | 0.98 | 0 | 0 | 0 | 0
Y65 | 2000060633963 | Z65 | 2000060633972 | Tariff 505 | 0 | 0.205 | 0.8 | 0.76 | 0.76 | 0 | 152.46 | 0.05 | 0.05
Y66 | 2000060635232 | Z66 | 2000060635241 | Tariff 506 | 0 | 0.794 | 38.22 | 1.27 | 1.27 | 0 | 1787.96 | 0.05 | 0.05
Y67 | 2000060637337 | Z67 | 2000060637346 | Tariff 507 | 0 | 0.223 | 261.54 | 0.76 | 0.76 | 0 | 682.65 | 0.05 | 0.05
739 |  |  |  | Tariff 508 | 2 | 0.818 | 12117.39 | 2.33 | 2.33 | 0 | 0 | 0 | 0
739 |  |  |  | Tariff 510 | 2 | 0.092 | 10970.24 | 1.46 | 1.46 | 0 | 0 | 0 | 0
Y68 |  | Z68 |  | Tariff 512 | 0 | 0.22 | 177.71 | 1.27 | 1.27 | 0 | 16232.83 | 0.05 | 0.05
|  | Z69 |  | Tariff 513 | 0 | 0 | 0 | 0 | 0 | 0 | 345.12 | 0.05 | 0.05
Y70 |  | Z70 |  | Tariff 515 | 0 | 0 | 2201.81 | 0.61 | 0.61 | 0 | 2094.06 | 0.05 | 0.05
739 |  |  |  | Tariff 516 | 2 | 1.246 | 10891.91 | 1.1 | 1.1 | 0 | 0 | 0 | 0
739 |  |  |  | Tariff 517 | 1 | 0.635 | 1948.84 | 1.43 | 1.43 | 0 | 0 | 0 | 0
Y71 | 2000060759833 | Z71 | 2000060759842 | Tariff 518 | 0 | 0 | 1217.61 | 1.19 | 1.19 | 0 | 1281.7 | 0.05 | 0.05
Y72 | 2000060717531 | Z72 | 2000060717540 | Tariff 519 | 0 | 0 | 2337.08 | 0.83 | 0.83 | 0 | 2337.08 | 0.05 | 0.05
Y73 | 2000060864732 | Z73 | 2000060864741 | Tariff 520 | 0 | 0 | 2020.69 | 1.79 | 1.79 | 0 | 2653.47 | 0.05 | 0.05
Y74 | 2000060759851 | Z74 | 2000060759860 | Tariff 521 | 0 | 0 | 1217.61 | 1.19 | 1.19 | 0 | 1281.7 | 0.05 | 0.05
Y75 | 2000060973334, 2000060973343 |  |  | Tariff 522 | 3 | 0.455 | 35636.56 | 1.68 | 1.68 | 0 | 0 | 0 | 0
Y76 |  | Z75 |  | Tariff 523 | 0 | 0 | 979.53 | 0.78 | 0.78 | 0 | 4402.75 | 0.05 | 0.05
TBC |  | TBC |  | Tariff 524 | 0 | 0.22 | 66.81 | 1.91 | 1.91 | 0 | 14068.43 | 0.05 | 0.05
TBC |  | TBC |  | Tariff 525 | 0 | 0 | 45.89 | 1.2 | 1.2 | 0 | 4628.27 | 0.05 | 0.05
TBC |  | TBC |  | Tariff 526 | 0 | 0.599 | 7322.61 | 1.27 | 1.27 | 0 | 7692.55 | 0.05 | 0.05
TBC |  | TBC |  | Tariff 527 | 0 | 0.599 | 659.3 | 1.92 | 1.92 | 0 | 865.76 | 0.05 | 0.05
TBC |  | TBC |  | Tariff 528 | 0 | 0 | 2.26 | 1.27 | 1.27 | 0 | 715.1 | 0.05 | 0.05
TBC |  | TBC |  | Tariff 529 | 0 | 0 | 431.67 | 0.85 | 0.85 | 0 | 431.69 | 0.05 | 0.05
TBC |  |  |  | Tariff 530 | 3 | 0 | 37052.92 | 3.28 | 3.28 | 0 | 0 | 0 | 0
TBC |  | TBC |  | Tariff 531 | 0 | 0.794 | 36.81 | 1.28 | 1.28 | 0 | 6199.05 | 0.05 | 0.05
TBC |  | TBC |  | Tariff 532 | 0 | 0 | 150.62 | 1.4 | 1.4 | 0 | 10273.49 | 0.05 | 0.05
TBC |  | TBC |  | Tariff 533 | 0 | 0.22 | 50.37 | 1.99 | 1.99 | 0 | 5302.34 | 0.05 | 0.05
TBC |  | TBC |  | Tariff 534 | 0 | 0.794 | 38.72 | 1.28 | 1.28 | 0 | 5434.18 | 0.05 | 0.05
TBC | 2000060820841 | TBC | 2000060820850 | Tariff 535 | 0 | 0 | 25.24 | 1.2 | 1.2 | 0 | 5047.12 | 0.05 | 0.05
TBC |  |  |  | Tariff 536 | 4 | 0 | 144728.94 | 0.84 | 0.84 | 0 | 0 | 0 | 0
TBC |  | TBC |  | Tariff 537 | 0 | 0 | 4.11 | 1.22 | 1.22 | 0 | 1730.04 | 0.05 | 0.05
TBC |  | TBC |  | Tariff 538 | 0 | 0 | 4.23 | 1.22 | 1.22 | 0 | 4448.93 | 0.05 | 0.05
TBC |  | TBC |  | Tariff 539 | 0 | 0 | 1259.38 | 1.27 | 1.27 | 0 | 1259.38 | 0.05 | 0.05
TBC |  | TBC |  | Tariff 540 | 0 | 0 | 57.85 | 1.35 | 1.35 | 0 | 5014.51 | 0.05 | 0.05
TBC | 2000060575052 | TBC | 2000060575061 | Tariff 541 | 0 | 0 | 4559.46 | 1.36 | 1.36 | 0 | 4799.4 | 0.05 | 0.05

## Annex 2a Import
Note: The list of MPANs / MSIDs provided may be incomplete; the DNO reserves the right to apply the listed charges to any other MPANs / MSIDs associated with the site. Note: The timebands are as shown in Annex 2.
Southern Electric Power Distribution plc - Effective from 1 April 2027 - Final Designated EHV import charges
Import LLFC / DUoS Tariff ID | Import MPANs/MSIDs | Name | Import Super Red unit charge (p/kWh) | Import fixed charge (p/day) | Import capacity charge (p/kVA/day) | Import exceeded capacity charge (p/kVA/day)
700 | 2000027373741 | Tariff 1 | 0.093 | 173418.45 | 1.43 | 1.43
701 | 2000027366674 | Tariff 2 | 0.619 | 45383.59 | 2.18 | 2.18
702 | 2000027342238 | Tariff 3 | 0.223 | 21123.65 | 0.76 | 0.76
704 | 2000027343640 | Tariff 4 | 0 | 3.73 | 0.81 | 0.81
707 | 2000027427398 | Tariff 6 | 0.091 | 2292.7 | 0.86 | 0.86
708 | 2000052675995 | Tariff 7 | 0 | 23508.41 | 1.86 | 1.86
709 | 2000054624149 | Tariff 8 | 1.309 | 12496.38 | 2.15 | 2.15
710 | 2000027387210, 2000054817604, 2000055899218 | Tariff 9 | 0 | 150759.79 | 0.63 | 0.63
711 | 2000027852497 | Tariff 10 | 0 | 24725.28 | 2.27 | 2.27
712 | 2000055085297 | Tariff 11 | 0.825 | 36854.72 | 1.43 | 1.43
713 | 2000055085302 | Tariff 12 | 0.837 | 17714.09 | 1.61 | 1.61
714 | 2000027366665 | Tariff 13 | 1.3 | 149248.1 | 2.07 | 2.07
715 | 2000051063430 | Tariff 14 | 0.608 | 12000.9 | 4.65 | 4.65
716 | 2000027366762 | Tariff 15 | 0 | 2307.59 | 3.57 | 3.57
717 | 2000027373403 | Tariff 16 | 0.854 | 2307.59 | 2.85 | 2.85
718 | 2000050571060 | Tariff 17 | 0.858 | 32096.68 | 1.63 | 1.63
719 | 2000027419449 | Tariff 18 | 1.409 | 2307.59 | 1.18 | 1.18
800 | 2000050277851 | Tariff 19 | 0.068 | 31147.22 | 1.48 | 1.48
801 | 2000050393707 | Tariff 20 | 0 | 31147.22 | 1.74 | 1.74
802 | 2000027366841 | Tariff 21 | 0.4 | 2519.65 | 2.62 | 2.62
803 | 2000050277513 | Tariff 22 | 0 | 3711.39 | 1.67 | 1.67
817 | 2000050481327 | Tariff 23 | 0 | 1169.28 | 2.25 | 2.25
837 | 2000050481309 | Tariff 24 | 0 | 1169.28 | 2.69 | 2.69
804 | 2000050275631, 2000056717878, 2000056717887 | Tariff 25 | 0 | 150063.67 | 1.65 | 1.65
805 | 2000027474820 | Tariff 26 | 0 | 2520.99 | 1.47 | 1.47
806 | 2000027454188 | Tariff 27 | 0 | 12935.28 | 1.56 | 1.56
807 | 2000027454452 | Tariff 28 | 0 | 12301.18 | 1.98 | 1.98
808 | 2000052503790 | Tariff 29 | 0.624 | 31147.22 | 1.69 | 1.69
809 | 2000027297816 | Tariff 30 | 0 | 12391.44 | 0.77 | 0.77
810 | 2000050467030 | Tariff 31 | 0 | 14739.99 | 1.03 | 1.03
811 | 2000051063927 | Tariff 32 | 0 | 30629.56 | 4.25 | 4.25
812 | 2000050544330 | Tariff 34 | 0.221 | 2155.66 | 1.74 | 1.74
813 | 2000055209191, 2000055209207, 2000055209216, 2000055209225, 2000055209234, 2000055209252, 2000055209243, 2000057677472, 2000057682445, 2000060517798 | Tariff 35 | 0 | 157590.23 | 3.26 | 3.26
814 | 2000027340036 | Tariff 36 | 0.221 | 2639.52 | 0.84 | 0.84
815 | 2000027454648 | Tariff 37 | 0 | 33213.45 | 1.42 | 1.42
816 | 2000027306995 | Tariff 38 | 0 | 12460.53 | 2.98 | 2.98
818 | 2000050277160 | Tariff 39 | 0 | 209514.51 | 2.52 | 2.52
819 | 2000027466068 | Tariff 40 | 0 | 2312.34 | 2.48 | 2.48
7174 | 7174 | Tariff 41 | 0 | 312.65 | 0.81 | 0.81
823 | 2000053759147 | Tariff 43 | 0 | 11904.69 | 0.83 | 0.83
824 | 2000027366498 | Tariff 44 | 1.376 | 44272.14 | 2.46 | 2.46
825 | 2000027323866 | Tariff 45 | 0 | 27431.68 | 3.28 | 3.28
826 | 2000027318634 | Tariff 46 | 0 | 22323.08 | 1.09 | 1.09
827 | 2000052503805 | Tariff 47 | 0.43 | 31147.22 | 1.9 | 1.9
829 | 2000050275552 | Tariff 49 | 0 | 158405.92 | 1.48 | 1.48
820 | 2000052993042 | Tariff 50 | 0.805 | 357.05 | 1.04 | 1.04
830 | 2000050277986 | Tariff 51 | 0 | 187759.93 | 1.15 | 1.15
854 | 2000052369584 | Tariff 52 | 0 | 181245.39 | 2.44 | 2.44
835 | 2000050275543 | Tariff 53 | 0 | 152314.98 | 1.63 | 1.63
836 | 2000051425787 | Tariff 54 | 0 | 12912.12 | 2.85 | 2.85
4033 | 4033 | Tariff 55 | 0 | 0.26 | 1.89 | 1.89
4548 | 4548 | Tariff 56 | 0 | 0.05 | 1.17 | 1.17
839 | 2000053874062 | Tariff 57 | 0 | 3.23 | 1.61 | 1.61
505 | 2000053874105 | Tariff 58 | 0 | 4.85 | 1.11 | 1.11
840 | 2000051011929 | Tariff 59 | 0 | 83.41 | 0.77 | 0.77
7393 | 7393 | Tariff 60 | 0.902 | 2162.19 | 0.97 | 0.97
7394 | 7394 | Tariff 61 | 0 | 2159.76 | 0.99 | 0.99
844 | 2000027491213 | Tariff 62 | 0 | 28.36 | 0.77 | 0.77
844 | 2000050044320 | Tariff 63 | 0 | 27.46 | 0.94 | 0.94
844 | 2000052468930 | Tariff 64 | 0 | 2.8 | 1.1 | 1.1
845 | 2000050437959 | Tariff 65 | 0 | 17969.21 | 2.3 | 2.3
846 | 2000050552457 | Tariff 66 | 1.742 | 5.47 | 0.76 | 0.76
847 | 2000050662007 | Tariff 67 | 0 | 11763.81 | 0.92 | 0.92
849 | 2000052866920 | Tariff 68 | 0 | 18875.88 | 3.39 | 3.39
851 | 2000051336018 | Tariff 69 | 0 | 13267.07 | 1.95 | 1.95
853 | 2000052659600 | Tariff 70 | 0 | 2520.39 | 0.76 | 0.76
855 | 2000050276556 | Tariff 71 | 0.521 | 12301.18 | 1.66 | 1.66
856 | 2000054315483 | Tariff 72 | 0 | 30513.13 | 1.43 | 1.43
857 | 2000054359392 | Tariff 73 | 0 | 30246.33 | 1.87 | 1.87
858 | 2000051445019 | Tariff 74 | 0.226 | 15.22 | 0.86 | 0.86
859 | 2000054431783 | Tariff 75 | 0 | 17.98 | 0.76 | 0.76
860 | 2000054674344 | Tariff 76 | 0 | 333.63 | 1.21 | 1.21
7303 | 7303 | Tariff 77 | 0.208 | 29879.03 | 3.18 | 3.18
863 | 2000055109274 | Tariff 78 | 0 | 2153.22 | 3.76 | 3.76
852 | 2000055132440 | Tariff 79 | 0 | 4.32 | 1.23 | 1.23
862 | 2000055138985 | Tariff 80 | 0 | 1.74 | 1.16 | 1.16
864 | 2000055125815 | Tariff 81 | 0.221 | 9.61 | 1.49 | 1.49
865 | 2000055125842 | Tariff 82 | 0.221 | 4.25 | 2.05 | 2.05
866 | 2000055213940 | Tariff 83 | 0.221 | 2154.37 | 2.1 | 2.1
861 | 2000055029502 | Tariff 84 | 0 | 148316.63 | 2.34 | 2.34
861 | 2000055029511 | Tariff 85 | 0 | 155.24 | 2.24 | 2.24
861 | 2000055029520 | Tariff 86 | 0 | 155.24 | 2.26 | 2.26
861 | 2000055029530 | Tariff 87 | 0 | 155.24 | 2.41 | 2.41
861 | 2000055029549 | Tariff 88 | 0 | 155.24 | 2.44 | 2.44
861 | 2000055029558 | Tariff 89 | 0 | 155.24 | 2.22 | 2.22
7096 | 7096 | Tariff 90 | 0 | 157736.29 | 1.97 | 1.97
7098 | 7098 | Tariff 92 | 0 | 13.28 | 1.92 | 1.92
7097 | 7097 | Tariff 93 | 0 | 30294.36 | 1.79 | 1.79
833 | 2000051300396 | Tariff 95 | 0 | 158330.85 | 1.74 | 1.74
867 | 2000055426205 | Tariff 96 | 0 | 6.24 | 1.26 | 1.26
868 | 2000055426232 | Tariff 97 | 0 | 14.17 | 1.32 | 1.32
7484 | 7484 | Tariff 98 | 0 | 4.24 | 1.59 | 1.59
870 | 2000055580574 | Tariff 99 | 0 | 7.21 | 1.35 | 1.35
872 | 2000055580592 | Tariff 101 | 0 | 10.32 | 0.94 | 0.94
873 | 2000055582785 | Tariff 102 | 0.221 | 10.1 | 2.74 | 2.74
874 | 2000055634982 | Tariff 103 | 0 | 6.5 | 1.44 | 1.44
875 | 2000055643198 | Tariff 104 | 0.222 | 4.81 | 1.7 | 1.7
705 | 2000051981890 | Tariff 105 | 0 | 30189.52 | 1.98 | 1.98
876 | 2000055872892 | Tariff 106 | 0.221 | 6.25 | 1.67 | 1.67
877 | 2000055600255 | Tariff 107 | 0 | 24.49 | 1.02 | 1.02
878 | 2000055600194 | Tariff 108 | 0.215 | 19.76 | 1.08 | 1.08
880 | 2000055918093 | Tariff 110 | 0 | 5.2 | 1.15 | 1.15
881 | 2000055969256 | Tariff 111 | 1.225 | 6.3 | 1.66 | 1.66
882 | 2000055600352 | Tariff 112 | 0 | 6.24 | 1.24 | 1.24
883 | 2000055582767 | Tariff 113 | 0 | 27.66 | 1.31 | 1.31
884 | 2000056041495 | Tariff 114 | 0.599 | 30.53 | 1.13 | 1.13
349 | 2000056041500 | Tariff 115 | 0.596 | 30.53 | 1.3 | 1.3
885 | 2000055916254 | Tariff 116 | 0 | 5.88 | 1.68 | 1.68
886 | 2000055860113 | Tariff 117 | 0.221 | 4.87 | 2.32 | 2.32
888 | 2000055899574 | Tariff 119 | 0.221 | 3.3 | 1.31 | 1.31
889 | 2000055899529 | Tariff 120 | 0 | 34.63 | 1.02 | 1.02
890 | 2000056041556 | Tariff 121 | 0 | 76.4 | 1.11 | 1.11
834 | SHP 1 | Tariff 122 | 0 | 154381.86 | 3.01 | 3.01
891 | 2000056235458 | Tariff 123 | 0 | 15679.91 | 2.19 | 2.19
892 | 2000055582800 | Tariff 124 | 0 | 2.51 | 2.12 | 2.12
893 | 2000056442147 | Tariff 125 | 0 | 4.65 | 1.25 | 1.25
894 | 2000055894939 | Tariff 126 | 0 | 2.32 | 2.14 | 2.14
895 | 2000055630116 | Tariff 127 | 0 | 6.82 | 1.7 | 1.7
896 | 2000055845773 | Tariff 128 | 1.198 | 3.69 | 1.18 | 1.18
720 | 2000055856970 | Tariff 129 | 0 | 10.12 | 3.21 | 3.21
848 | 2000056875315 | Tariff 131 | 0.174 | 105.76 | 0.81 | 0.81
724 | 2000055874997 | Tariff 134 | 0 | 40.36 | 0.76 | 0.76
725 | 2000055996659 | Tariff 135 | 0 | 9.19 | 0.99 | 0.99
726 | 2000055627860 | Tariff 136 | 0.593 | 7.49 | 1.06 | 1.06
727 | 2000055899788 | Tariff 137 | 0.217 | 22.47 | 1.1 | 1.1
831 | 2000055924005 | Tariff 138 | 0 | 32.75 | 1.37 | 1.37
832 | 2000055878690 | Tariff 139 | 0.223 | 5.65 | 3.58 | 3.58
Y00 | 2000056762133 | Tariff 140 | 0.201 | 17.54 | 0.92 | 0.92
850 | 2000055901285 | Tariff 143 | 0 | 15.32 | 0.9 | 0.9
661 | 2000055901346 | Tariff 144 | 0 | 9.69 | 1.01 | 1.01
662 | 2000055899389 | Tariff 146 | 0.222 | 12.08 | 1.66 | 1.66
452 | 2000056479100 | Tariff 147 | 0.202 | 37.23 | 1.13 | 1.13
663 | 2000055858718 | Tariff 148 | 0.223 | 5.91 | 1.63 | 1.63
Y29 | 2000056951250 | Tariff 149 | 0 | 1295.04 | 0.76 | 0.76
458 | 2000056277271 | Tariff 151 | 0 | 18.23 | 1.37 | 1.37
596 | 2000056113290 | Tariff 152 | 0.801 | 6.24 | 1.37 | 1.37
597 | 2000056188505 | Tariff 153 | 0 | 6.85 | 1.59 | 1.59
665 | 2000055924023 | Tariff 154 | 0 | 31.07 | 1.4 | 1.4
598 | 2000056127229 | Tariff 155 | 0.206 | 10.63 | 2.39 | 2.39
459 | 2000056455252 | Tariff 156 | 0.22 | 9.13 | 1.18 | 1.18
599 | 2000056021300 | Tariff 158 | 0.222 | 77.4 | 1.42 | 1.42
666 | 2000055815004 | Tariff 160 | 0.22 | 42.32 | 1.21 | 1.21
460 | 2000056244977 | Tariff 161 | 0.214 | 16.36 | 0.88 | 0.88
650 | 2000056148799 | Tariff 162 | 0.603 | 12.64 | 2.36 | 2.36
651 | 2000056082126 | Tariff 164 | 1.237 | 2.42 | 2.11 | 2.11
652 | 2000056194252 | Tariff 165 | 0 | 22.23 | 0.99 | 0.99
667 | 2000055881610 | Tariff 167 | 1.245 | 14.83 | 1.52 | 1.52
465 | 2000056474803 | Tariff 168 | 0 | 18.85 | 0.97 | 0.97
653 | 2000056179477 | Tariff 169 | 0.794 | 12.74 | 1.18 | 1.18
654 | 2000056205295 | Tariff 170 | 0.219 | 11.92 | 1.35 | 1.35
656 | 2000056199942 | Tariff 171 | 0.221 | 7.71 | 1.59 | 1.59
664 | 2000056063709 | Tariff 173 | 0 | 35.73 | 1.07 | 1.07
524 | 2000056300470 | Tariff 174 | 0 | 2.52 | 1.78 | 1.78
675 | 2000055907808 | Tariff 175 | 0.797 | 3.76 | 1.63 | 1.63
676 | 2000055904773 | Tariff 176 | 0 | 6.92 | 1.5 | 1.5
681 | 2000055926119 | Tariff 177 | 0.232 | 39.74 | 0.95 | 0.95
668 | 2000056199766 | Tariff 178 | 0.22 | 2193.23 | 0.87 | 0.87
670 | 2000056222885 | Tariff 179 | 0.591 | 12.47 | 0.98 | 0.98
671 | 2000056002307 | Tariff 180 | 0 | 20.54 | 1.43 | 1.43
677 | 2000055904791 | Tariff 181 | 0 | 9.31 | 0.91 | 0.91
678 | 2000055916272 | Tariff 182 | 0.092 | 10.32 | 1.33 | 1.33
679 | 2000055891167 | Tariff 184 | 0.604 | 20.12 | 1.43 | 1.43
672 | 2000056147378 | Tariff 185 | 0 | 8.76 | 4.21 | 4.21
680 | 2000055908537 | Tariff 186 | 0 | 4.15 | 1.1 | 1.1
674 | 2000056049271 | Tariff 187 | 0 | 4.19 | 1.04 | 1.04
682 | 2000056049305 | Tariff 188 | 0 | 4.4 | 1.11 | 1.11
Y01 | 2000056827906 | Tariff 189 | 0 | 23.76 | 0.8 | 0.8
683 | 2000056169804 | Tariff 190 | 0.602 | 6.18 | 1.96 | 1.96
684 | 2000056179662 | Tariff 191 | 0 | 8.02 | 1.42 | 1.42
685 | 2000056107107 | Tariff 192 | 0 | 4.66 | 1.84 | 1.84
686 | 2000056113954 | Tariff 194 | 0.22 | 5.71 | 1.96 | 1.96
687 | 2000056138132 | Tariff 196 | 0.222 | 2.09 | 1.73 | 1.73
688 | 2000056167913 | Tariff 198 | 0.602 | 0.91 | 2.7 | 2.7
525 | 2000056537756 | Tariff 199 | 0.204 | 29.71 | 1.6 | 1.6
689 | 2000055874960 | Tariff 201 | 0 | 13550.06 | 0.77 | 0.77
690 | 2000056147225 | Tariff 202 | 0 | 8.07 | 1.6 | 1.6
691 | 2000055932200 | Tariff 205 | 0 | 1.26 | 4.5 | 4.5
729 | 2000055373760, 2000055373779, 2000055373788, 2000055373797, 2000055373802, 2000055373811, 2000055373820, 2000055373830, 2000056698230, 2000056698240, 2000056698259, 2000056698268, 2000056698277, 2000056698286, 2000056793498, 2000056793503, 2000058020371 | Tariff 206 | 0.774 | 171421.08 | 1.59 | 1.59
527 | 2000056441375 | Tariff 208 | 0 | 6.91 | 0.95 | 0.95
692 | 2000056204956 | Tariff 209 | 0 | 80.03 | 1.48 | 1.48
528 | 2000056213152 | Tariff 212 | 0 | 18.33 | 1.48 | 1.48
693 | 2000056147396 | Tariff 213 | 0.603 | 1.99 | 2.28 | 2.28
529 | 2000056359669 | Tariff 214 | 0 | 32.47 | 1.5 | 1.5
694 | 2000056202391 | Tariff 215 | 0.792 | 25.42 | 1.02 | 1.02
585 | 2000056452109 | Tariff 218 | 0.221 | 11.64 | 1.34 | 1.34
695 | 2000056186400 | Tariff 219 | 0 | 55.67 | 1.41 | 1.41
696 | 2000056166440 | Tariff 220 | 0 | 68.9 | 1.85 | 1.85
Y02 | 2000056792652 | Tariff 222 | 0 | 3.4 | 0.77 | 0.77
595 | 2000056384832 | Tariff 225 | 0 | 2175.32 | 0.89 | 0.89
655 | 2000056536112 | Tariff 227 | 0 | 17.18 | 1.14 | 1.14
657 | 2000056456256 | Tariff 228 | 0 | 39.7 | 0.8 | 0.8
659 | 2000056439998 | Tariff 229 | 0 | 6.18 | 1.06 | 1.06
660 | 2000056420339 | Tariff 230 | 0.787 | 10.95 | 1.53 | 1.53
697 | 2000056202416 | Tariff 233 | 0 | 14.55 | 2.16 | 2.16
Y49 | 2000060046760 | Tariff 234 | 0 | 108.82 | 0.97 | 0.97
669 | 2000056532456 | Tariff 235 | 0.22 | 18.2 | 0.93 | 0.93
7311 | 7311 | Tariff 238 | 0.664 | 119 | 0.95 | 0.95
698 | 2000056199613 | Tariff 240 | 0 | 133.43 | 0.8 | 0.8
699 | 2000056191526 | Tariff 244 | 0 | 42.79 | 2.38 | 2.38
703 | 2000056580947, 2000056580956 | Tariff 246 | 0 | 84546.41 | 1.32 | 1.32
730 | 2000056058754 | Tariff 247 | 0 | 3.45 | 0.86 | 0.86
731 | 2000056151106 | Tariff 248 | 0 | 2211.49 | 0.81 | 0.81
732 | 2000056098818 | Tariff 249 | 0 | 3.04 | 0.97 | 0.97
673 | 2000056551324 | Tariff 250 | 0 | 33.2 | 1.74 | 1.74
721 | 2000056562292 | Tariff 251 | 0 | 732.21 | 0.8 | 0.8
728 | 2000056194191 | Tariff 252 | 0.222 | 6.81 | 2.06 | 2.06
901 | 2000056139215 | Tariff 253 | 0.605 | 14.98 | 4.96 | 4.96
904 | 2000056219952 | Tariff 254 | 0 | 397.82 | 0.77 | 0.77
905 | 2000056200010 | Tariff 255 | 0.798 | 5.24 | 1.82 | 1.82
906 | 2000056138977 | Tariff 256 | 0 | 4.18 | 1.37 | 1.37
907 | 2000056212033 | Tariff 257 | 0 | 66.05 | 0.84 | 0.84
908 | 2000056139395 | Tariff 258 | 1.235 | 30.6 | 1.8 | 1.8
723 | 2000056530788 | Tariff 260 | 0 | 191.3 | 1.1 | 1.1
765 | 2000056469176 | Tariff 262 | 0.089 | 27.66 | 0.89 | 0.89
Y03 | 2000056842124 | Tariff 264 | 0.222 | 3.23 | 2.67 | 2.67
7492 | 7492 | Tariff 265 | 0.816 | 19.16 | 0.97 | 0.97
746 | 2000056488513 | Tariff 269 | 0 | 1.65 | 1.31 | 1.31
Y05 | 2000056866055 | Tariff 270 | 0 | 11.55 | 0.95 | 0.95
766 | 2000056537213 | Tariff 275 | 0.793 | 25.92 | 1.12 | 1.12
Y06 | 2000056521960 | Tariff 276 | 0.851 | 18.3 | 1.41 | 1.41
Y26 | 2000056839896 | Tariff 277 | 0.203 | 9.04 | 1.1 | 1.1
841 | 2000060018140 | Tariff 279 | 0.785 | 40.15 | 1.3 | 1.3
767 | 2000056535670 | Tariff 280 | 0 | 6.26 | 1.2 | 1.2
768 | 2000056345452 | Tariff 283 | 0 | 38.69 | 0.87 | 0.87
Y07 | 2000056520910 | Tariff 284 | 0.842 | 18.3 | 1.45 | 1.45
Y27 | 2000056860080 | Tariff 286 | 0.98 | 31.38 | 1.14 | 1.14
769 | 2000056495496, 2000056496295 | Tariff 291 | 0.22 | 6.15 | 0.92 | 0.92
Y08 | 2000056865497 | Tariff 292 | 0 | 30.35 | 0.92 | 0.92
771 | 2000056477646 | Tariff 293 | 0.221 | 9.33 | 1.08 | 1.08
7490 | 7490 | Tariff 294 | 0 | 27.66 | 0.95 | 0.95
7496 | 7496 | Tariff 295 | 0 | 60.96 | 0.98 | 0.98
Y10 | 2000056474868 | Tariff 296 | 0 | 38.14 | 1.22 | 1.22
774 | 2000056474380 | Tariff 300 | 0 | 2.17 | 1.63 | 1.63
Y11 | 2000056631430 | Tariff 301 | 0 | 2.17 | 1.42 | 1.42
733 | 2000056705135 | Tariff 304 | 0 | 70.29 | 1.68 | 1.68
775 | 2000056366860 | Tariff 305 | 0 | 14.82 | 1.44 | 1.44
Y12 | 2000056623634, 2000056638213 | Tariff 306 | 0.227 | 30733.7 | 1.46 | 1.46
776 | 2000056563570 | Tariff 311 | 0.772 | 46.97 | 0.78 | 0.78
Y13 | 2000056866037 | Tariff 312 | 0.593 | 20.53 | 0.83 | 0.83
Y14 | 2000056848135 | Tariff 316 | 0 | 7.04 | 1.26 | 1.26
Y15 | 2000056774592 | Tariff 320 | 0.219 | 8.96 | 0.86 | 0.86
Y16 | 2000056647928 | Tariff 322 | 0 | 2.78 | 1.64 | 1.64
Y17 | 2000056456743 | Tariff 329 | 0 | 39.7 | 0.79 | 0.79
Y18 | 2000056872183 | Tariff 331 | 0 | 18.72 | 1.1 | 1.1
Y50 | 2000060619240 | Tariff 333 | 0 | 1.96 | 1.97 | 1.97
838 | 2000056479129 | Tariff 339 | 0 | 68.62 | 0.94 | 0.94
843 | 2000056465942 | Tariff 340 | 0 | 6.04 | 1.06 | 1.06
871 | 2000056504928 | Tariff 341 | 0 | 10.65 | 1.02 | 1.02
879 | 2000056522323 | Tariff 342 | 0 | 15.96 | 1.14 | 1.14
887 | 2000056527544 | Tariff 343 | 0.222 | 50.96 | 2.53 | 2.53
900 | 2000056873470 | Tariff 344 | 0.13 | 13.22 | 0.78 | 0.78
Y20 | 2000056873512 | Tariff 346 | 0.766 | 35.77 | 1.39 | 1.39
Y21 | 2000056644670 | Tariff 347 | 0 | 4.65 | 1.25 | 1.25
Y45 | 2000060268250 | Tariff 353 | 0 | 157.94 | 1.22 | 1.22
Y32 | 2000057382881 | Tariff 354 | 0 | 4.72 | 2.1 | 2.1
Y38 | 2000057829816 | Tariff 356 | 0 | 67.56 | 1.72 | 1.72
7372 | 7372 | Tariff 365 | 0 | 39.54 | 0.94 | 0.94
Y22 | 2000056721085 | Tariff 374 | 0 | 17.88 | 0.9 | 0.9
Y23 | 2000056873489 | Tariff 379 | 0.13 | 107.12 | 0.78 | 0.78
Y33 | 2000056970234 | Tariff 381 | 0.096 | 18.51 | 0.93 | 0.93
Y46 | 2000060440639 | Tariff 383 | 0 | 6325.31 | 1.11 | 1.11
7459 | 7459 | Tariff 385 | 0 | 490.75 | 0.89 | 0.89
Y24 | 2000056879230 | Tariff 391 | 0 | 2.77 | 1.64 | 1.64
Y25 | 2000056873521 | Tariff 392 | 0.735 | 183.13 | 1.3 | 1.3
Y34 | 2000057162785 | Tariff 394 | 0.224 | 338.89 | 1.01 | 1.01
Y52 | 2000060717806 | Tariff 395 | 0 | 48.99 | 1.35 | 1.35
7615 | 7615 | Tariff 402 | 0 | 443.14 | 0.85 | 0.85
821 | 2000057983865 | Tariff 405 | 0 | 1102.26 | 0.61 | 0.61
7515 | 7515 | Tariff 413 | 0.878 | 762.69 | 1.36 | 1.36
Y35 | 2000057082465 | Tariff 414 | 0 | 172.51 | 0.79 | 0.79
7527 | 7527 | Tariff 415 | 0 | 849.13 | 0.84 | 0.84
Y28 | 2000057173796 | Tariff 417 | 0.221 | 3.37 | 2.32 | 2.32
Y53 | 2000060744819 | Tariff 431 | 0 | 1485.32 | 1.27 | 1.27
897 | - | Tariff 444 | 0 | 462.59 | 0.85 | 0.85
TBC | - | Tariff 445 | 0 | 2665.22 | 0.31 | 0.31
745 | 2000054784320, 2000054784330 | Tariff 453 | 0.219 | 157533.17 | 1.54 | 1.54
Y37 | 2000057337337 | Tariff 455 | 0 | 34246.39 | 1.23 | 1.23
897 | - | Tariff 460 | 0.503 | 134212.22 | 0.66 | 0.66
897 | - | Tariff 461 | 0 | 135023.02 | 1.33 | 1.33
828 | 2000057906648 | Tariff 462 | 0.601 | 2.32 | 1.57 | 1.57
Y19 | 2000060019376 | Tariff 463 | 0 | 1411.43 | 0.78 | 0.78
Y54 |  | Tariff 467 | 0.599 | 57.56 | 1.28 | 1.28
Y55 | 2000060556184 | Tariff 469 | 0.205 | 5.52 | 0.76 | 0.76
Y56 | 2000060720482 | Tariff 471 | 0 | 2038.59 | 1.23 | 1.23
Y57 | 2000060526677 | Tariff 473 | 0.6 | 12.2 | 1.24 | 1.24
Y36 | 2000056598002, 2000056598085, 2000057489980, 2000057489990 | Tariff 474 | 0 | 169980.71 | 1.35 | 1.35
Y59 |  | Tariff 475 | 0 | 45.59 | 1.81 | 1.81
739 |  | Tariff 478 | 1.45 | 10901.42 | 2.69 | 2.69
739 |  | Tariff 479 | 0 | 10820.38 | 3.3 | 3.3
770 | 2000057985393 | Tariff 480 | 0 | 1063.55 | 0.85 | 0.85
822 | 2000060051333 | Tariff 481 | 0 | 1241.46 | 0.78 | 0.78
Y04 | 2000060014536, 2000060068504 | Tariff 482 | 1.252 | 18443.98 | 0.83 | 0.83
Y09 | 2000060085722 | Tariff 483 | 0 | 1904.81 | 0.77 | 0.77
Y39 | 2000056872582 | Tariff 484 | 0 | 2.57 | 1.53 | 1.53
Y40 | 2000060045056 | Tariff 485 | 0 | 2.58 | 1.27 | 1.27
899 |  | Tariff 487 | 0 | 140937.52 | 0.35 | 0.35
Y30 | 2000060144110 | Tariff 490 | 0 | 0.97 | 2.68 | 2.68
869 | 2000060138082 | Tariff 491 | 0 | 8742.09 | 0.77 | 0.77
Z40 | 2000060129343 | Tariff 492 | 0.804 | 10.93 | 1.15 | 1.15
Z41 | 2000060127114 | Tariff 493 | 0 | 340.77 | 0.84 | 0.84
Y47 | 2000060253227 | Tariff 494 | 0 | 459.3 | 0.84 | 0.84
7529 | 7529 | Tariff 495 | 0 | 3584.16 | 0.83 | 0.83
Y61 | 2000060330778 | Tariff 496 | 0.09 | 54.33 | 0.97 | 0.97
897 |  | Tariff 497 | 0 | 350.24 | 1.3 | 1.3
Y62 |  | Tariff 498 | 0 | 31255.49 | 3.06 | 3.06
Y64 | 2000060564983 | Tariff 500 | 0 | 5.23 | 0.76 | 0.76
Y48 | 2000060125845 | Tariff 501 | 0 | 47 | 0.87 | 0.87
842 | 2000060129325 | Tariff 502 | 0 | 1102.26 | 0.65 | 0.65
861 | 2000060380148 | Tariff 503 | 0 | 155.24 | 0.98 | 0.98
861 | 2000060380157 | Tariff 504 | 0 | 155.24 | 0.98 | 0.98
Y65 | 2000060633963 | Tariff 505 | 0.205 | 0.8 | 0.76 | 0.76
Y66 | 2000060635232 | Tariff 506 | 0.794 | 38.22 | 1.27 | 1.27
Y67 | 2000060637337 | Tariff 507 | 0.223 | 261.54 | 0.76 | 0.76
739 |  | Tariff 508 | 0.818 | 12117.39 | 2.33 | 2.33
739 |  | Tariff 510 | 0.092 | 10970.24 | 1.46 | 1.46
Y68 |  | Tariff 512 | 0.22 | 177.71 | 1.27 | 1.27
Y70 |  | Tariff 515 | 0 | 2201.81 | 0.61 | 0.61
739 |  | Tariff 516 | 1.246 | 10891.91 | 1.1 | 1.1
739 |  | Tariff 517 | 0.635 | 1948.84 | 1.43 | 1.43
Y71 | 2000060759833 | Tariff 518 | 0 | 1217.61 | 1.19 | 1.19
Y72 | 2000060717531 | Tariff 519 | 0 | 2337.08 | 0.83 | 0.83
Y73 | 2000060864732 | Tariff 520 | 0 | 2020.69 | 1.79 | 1.79
Y74 | 2000060759851 | Tariff 521 | 0 | 1217.61 | 1.19 | 1.19
Y75 | 2000060973334, 2000060973343 | Tariff 522 | 0.455 | 35636.56 | 1.68 | 1.68
Y76 |  | Tariff 523 | 0 | 979.53 | 0.78 | 0.78
TBC |  | Tariff 524 | 0.22 | 66.81 | 1.91 | 1.91
TBC |  | Tariff 525 | 0 | 45.89 | 1.2 | 1.2
TBC |  | Tariff 526 | 0.599 | 7322.61 | 1.27 | 1.27
TBC |  | Tariff 527 | 0.599 | 659.3 | 1.92 | 1.92
TBC |  | Tariff 528 | 0 | 2.26 | 1.27 | 1.27
TBC |  | Tariff 529 | 0 | 431.67 | 0.85 | 0.85
TBC |  | Tariff 530 | 0 | 37052.92 | 3.28 | 3.28
TBC |  | Tariff 531 | 0.794 | 36.81 | 1.28 | 1.28
TBC |  | Tariff 532 | 0 | 150.62 | 1.4 | 1.4
TBC |  | Tariff 533 | 0.22 | 50.37 | 1.99 | 1.99
TBC |  | Tariff 534 | 0.794 | 38.72 | 1.28 | 1.28
TBC | 2000060820841 | Tariff 535 | 0 | 25.24 | 1.2 | 1.2
TBC |  | Tariff 536 | 0 | 144728.94 | 0.84 | 0.84
TBC |  | Tariff 537 | 0 | 4.11 | 1.22 | 1.22
TBC |  | Tariff 538 | 0 | 4.23 | 1.22 | 1.22
TBC |  | Tariff 539 | 0 | 1259.38 | 1.27 | 1.27
TBC |  | Tariff 540 | 0 | 57.85 | 1.35 | 1.35
TBC | 2000060575052 | Tariff 541 | 0 | 4559.46 | 1.36 | 1.36

## Annex 2b Export
Note: The list of MPANs / MSIDs provided may be incomplete; the DNO reserves the right to apply the listed charges to any other MPANs / MSIDs associated with the site. Note: The timebands are as shown in Annex 2.
Southern Electric Power Distribution plc - Effective from 1 April 2027 - Final Designated EHV export charges
Export LLFC / DUoS Tariff ID | Export MPANs/MSIDs | Name | Export Super Red unit charge (p/kWh) | Export fixed charge (p/day) | Export capacity charge (p/kVA/day) | Export exceeded capacity charge (p/kVA/day)
734 | 2000050928900 | Tariff 4 | 0 | 512.03 | 0.05 | 0.05
737 | 2000050935800 | Tariff 6 | -0.092 | 170.13 | 0.05 | 0.05
749 |  | Tariff 8 | 0 | 102.17 | 0.05 | 0.05
740 | 2000055899236, 2000055899245, 2000055205806 | Tariff 9 | 0 | 7739.79 | 0.05 | 0.05
738 | 2000051080338 | Tariff 17 | 0 | 2059.24 | 0.05 | 0.05
918 | 2000027292534 | Tariff 31 | 0 | 3072.9 | 0.05 | 0.05
929 | 2000054899591 | Tariff 36 | 0 | 758.59 | 0.05 | 0.05
924 | 2000054397290 | Tariff 37 | 0 | 1535.38 | 0.05 | 0.05
937 | 2000050795630 | Tariff 38 | 0 | 991.8 | 0.05 | 0.05
7174 | 7174 | Tariff 41 | 0 | 0 | 0 | 0
923 | 2000053759174 | Tariff 43 | 0 | 2171.69 | 0.05 | 0.05
933 |  | Tariff 45 | 0 | 13934.77 | 0.05 | 0.05
4032 | 4032 | Tariff 55 | 0 | 13.01 | 0.05 | 0.05
4548 | 4548 | Tariff 56 | 0 | 13.23 | 0.05 | 0.05
925 | 2000053874080 | Tariff 57 | 0 | 452.59 | 0.05 | 0.05
521 | 2000053874123 | Tariff 58 | 0 | 662.6 | 0.05 | 0.05
930 | 2000051034322 | Tariff 59 | 0 | 4170.6 | 0.05 | 0.05
7390 | 7390 | Tariff 60 | 0 | 614 | 0.05 | 0.05
7391 | 7391 | Tariff 61 | 0 | 616.43 | 0.05 | 0.05
917 | 2000050932697 | Tariff 62 | 0 | 1985.41 | 0.05 | 0.05
917 | 2000051079954 | Tariff 63 | 0 | 576.67 | 0.05 | 0.05
917 | 2000052231228 | Tariff 64 | 0 | 0 | 0 | 0
927 | 2000050570312 | Tariff 66 | 0 | 273.27 | 0.05 | 0.05
928 | 2000050662016 | Tariff 67 | 0 | 678.38 | 0.05 | 0.05
938 | 2000052659585 | Tariff 70 | 0 | 0 | 0 | 0
921 | 2000051445143 | Tariff 74 | 0 | 608.62 | 0.05 | 0.05
922 | 2000054431792 | Tariff 75 | 0 | 359.58 | 0.05 | 0.05
939 | 2000054674353 | Tariff 76 | 0 | 3707 | 0.05 | 0.05
941 | 2000055109283 | Tariff 78 | 0 | 435.83 | 0.05 | 0.05
926 | 2000055132450 | Tariff 79 | 0 | 432.38 | 0.05 | 0.05
940 | 2000055138762 | Tariff 80 | 0 | 434.96 | 0.05 | 0.05
942 | 2000055125824 | Tariff 81 | 0 | 864.79 | 0.05 | 0.05
943 | 2000055125833 | Tariff 82 | 0 | 1275.24 | 0.05 | 0.05
944 | 2000055213969 | Tariff 83 | 0 | 606.5 | 0.05 | 0.05
7081 | 7081 | Tariff 90 | 0 | 10438.8 | 0.05 | 0.05
7095 | 7095 | Tariff 91 | 0 | 7560.73 | 0.05 | 0.05
946 | 2000055426214 | Tariff 96 | 0 | 623.54 | 0.05 | 0.05
947 | 2000055426241 | Tariff 97 | 0 | 1416.64 | 0.05 | 0.05
7485 | 7485 | Tariff 98 | 0 | 1017.08 | 0.05 | 0.05
949 | 2000055580583 | Tariff 99 | 0 | 1008.82 | 0.05 | 0.05
611 | 2000055580608 | Tariff 101 | 0 | 619.45 | 0.05 | 0.05
612 | 2000055582794 | Tariff 102 | 0 | 2019.99 | 0.05 | 0.05
613 | 2000055634991 | Tariff 103 | 0 | 649.82 | 0.05 | 0.05
614 | 2000055643203 | Tariff 104 | 0 | 624.96 | 0.05 | 0.05
615 | 2000055872917 | Tariff 106 | 0 | 1500.88 | 0.05 | 0.05
616 | 2000055600291 | Tariff 107 | 0 | 1150.81 | 0.05 | 0.05
617 | 2000055600200 | Tariff 108 | 0 | 1114.39 | 0.05 | 0.05
619 | 2000055918109 | Tariff 110 | 0 | 624.57 | 0.05 | 0.05
620 | 2000055969265 | Tariff 111 | 0 | 1260.58 | 0.05 | 0.05
621 | 2000055600399 | Tariff 112 | 0 | 623.54 | 0.05 | 0.05
622 | 2000055582776 | Tariff 113 | 0 | 2765.65 | 0.05 | 0.05
623 | 2000056041510 | Tariff 114 | 0 | 5342.1 | 0.05 | 0.05
504 | 2000056041529 | Tariff 115 | 0 | 5342.1 | 0.05 | 0.05
624 | 2000055916263 | Tariff 116 | 0 | 1765.38 | 0.05 | 0.05
625 | 2000055860122 | Tariff 117 | 0 | 387.11 | 0.05 | 0.05
627 | 2000055899583 | Tariff 119 | 0 | 626.47 | 0.05 | 0.05
628 | 2000055899538 | Tariff 120 | 0 | 3647.98 | 0.05 | 0.05
629 | 2000056041565 | Tariff 121 | 0 | 3865.03 | 0.05 | 0.05
914 | SHP 2 | Tariff 122 | 0 | 1842.72 | 0.05 | 0.05
630 | 2000055582819 | Tariff 124 | 0 | 627.26 | 0.05 | 0.05
631 | 2000056442156 | Tariff 125 | 0 | 286.81 | 0.05 | 0.05
632 | 2000055894948 | Tariff 126 | 0 | 627.45 | 0.05 | 0.05
633 | 2000055630125 | Tariff 127 | 0 | 429.88 | 0.05 | 0.05
634 | 2000055845782 | Tariff 128 | 0 | 433.02 | 0.05 | 0.05
635 | 2000055856989 | Tariff 129 | 0 | 3035.38 | 0.05 | 0.05
648 | 2000056875324 | Tariff 131 | 0 | 1399.68 | 0.05 | 0.05
639 | 2000055875003 | Tariff 134 | 0 | 2368.02 | 0.05 | 0.05
640 | 2000055996668 | Tariff 135 | 0 | 620.58 | 0.05 | 0.05
641 | 2000055627888 | Tariff 136 | 0 | 429.21 | 0.05 | 0.05
642 | 2000055899797 | Tariff 137 | 0 | 1370.51 | 0.05 | 0.05
645 | 2000055924014 | Tariff 138 | 0 | 3012.75 | 0.05 | 0.05
646 | 2000055878705 | Tariff 139 | 0 | 1450.38 | 0.05 | 0.05
Z00 | 2000056762142 | Tariff 140 | 0 | 1753.73 | 0.05 | 0.05
649 | 2000055901300 | Tariff 143 | 0 | 551.41 | 0.05 | 0.05
911 | 2000055901355 | Tariff 144 | 0 | 620.08 | 0.05 | 0.05
912 | 2000055899398 | Tariff 146 | 0 | 1932.76 | 0.05 | 0.05
952 | 2000056479110 | Tariff 147 | 0 | 3308.98 | 0.05 | 0.05
913 | 2000055858727 | Tariff 148 | 0 | 1301.29 | 0.05 | 0.05
Z29 | 2000056951269 | Tariff 149 | 0 | 11954.23 | 0.05 | 0.05
958 | 2000056277280 | Tariff 151 | 0 | 611.54 | 0.05 | 0.05
626 | 2000056113323 | Tariff 152 | 0 | 623.54 | 0.05 | 0.05
607 | 2000056212628 | Tariff 153 | 0 | 622.92 | 0.05 | 0.05
915 | 2000055924032 | Tariff 154 | 0 | 1740.19 | 0.05 | 0.05
608 | 2000056127292 | Tariff 155 | 0 | 2359.92 | 0.05 | 0.05
959 | 2000056455270 | Tariff 156 | 0 | 620.64 | 0.05 | 0.05
609 | 2000056021319 | Tariff 158 | 0 | 7739.68 | 0.05 | 0.05
916 | 2000055815013 | Tariff 160 | 0 | 2750.98 | 0.05 | 0.05
960 | 2000056244986 | Tariff 161 | 0 | 613.41 | 0.05 | 0.05
600 | 2000056148804 | Tariff 162 | 0 | 2528.47 | 0.05 | 0.05
601 | 2000056082135 | Tariff 164 | 0 | 846.35 | 0.05 | 0.05
602 | 2000056194261 | Tariff 165 | 0 | 733.64 | 0.05 | 0.05
647 | 2000055881629 | Tariff 167 | 0 | 1756.43 | 0.05 | 0.05
954 | 2000056474812 | Tariff 168 | 0 | 1885.15 | 0.05 | 0.05
603 | 2000056179495 | Tariff 169 | 0 | 1121.41 | 0.05 | 0.05
604 | 2000056205310 | Tariff 170 | 0 | 1852.25 | 0.05 | 0.05
636 | 2000056199951 | Tariff 171 | 0 | 841.06 | 0.05 | 0.05
964 | 2000056063718 | Tariff 173 | 0 | 2591.64 | 0.05 | 0.05
404 | 2000056300489 | Tariff 174 | 0 | 627.25 | 0.05 | 0.05
945 | 2000055907817 | Tariff 175 | 0 | 626.02 | 0.05 | 0.05
936 | 2000055904782 | Tariff 176 | 0 | 622.85 | 0.05 | 0.05
781 | 2000055926128 | Tariff 177 | 0 | 935.12 | 0.05 | 0.05
968 | 2000056199793 | Tariff 178 | 0 | 2367.49 | 0.05 | 0.05
970 | 2000056222894 | Tariff 179 | 0 | 617.3 | 0.05 | 0.05
971 | 2000056002316 | Tariff 180 | 0 | 4518.18 | 0.05 | 0.05
777 | 2000055904807 | Tariff 181 | 0 | 620.46 | 0.05 | 0.05
778 | 2000055916281 | Tariff 182 | 0 | 619.45 | 0.05 | 0.05
779 | 2000055891176 | Tariff 184 | 0 | 2009.97 | 0.05 | 0.05
972 | 2000056147387 | Tariff 185 | 0 | 3892.84 | 0.05 | 0.05
780 | 2000055908546 | Tariff 186 | 0 | 432.55 | 0.05 | 0.05
974 | 2000056049280 | Tariff 187 | 0 | 432.52 | 0.05 | 0.05
782 | 2000056049314 | Tariff 188 | 0 | 432.3 | 0.05 | 0.05
Z01 | 2000056827915 | Tariff 189 | 0 | 412.94 | 0.05 | 0.05
783 | 2000056169822 | Tariff 190 | 0 | 1346.97 | 0.05 | 0.05
784 | 2000056179680 | Tariff 191 | 0 | 750.86 | 0.05 | 0.05
785 | 2000056107125 | Tariff 192 | 0 | 625.11 | 0.05 | 0.05
786 | 2000056113963 | Tariff 194 | 0 | 624.06 | 0.05 | 0.05
787 | 2000056138160 | Tariff 196 | 0 | 627.68 | 0.05 | 0.05
788 | 2000056167922 | Tariff 198 | 0 | 435.79 | 0.05 | 0.05
956 | 2000056537783 | Tariff 199 | 0 | 5249 | 0.05 | 0.05
789 | 2000055874979, 2000060638456 | Tariff 201 | 0 | 13213.94 | 0.05 | 0.05
790 | 2000056147261 | Tariff 202 | 0 | 1345.08 | 0.05 | 0.05
791 | 2000055932238 | Tariff 205 | 0 | 628.51 | 0.05 | 0.05
962 | 2000056441384 | Tariff 208 | 0 | 748.95 | 0.05 | 0.05
792 | 2000056204965 | Tariff 209 | 0 | 9336.6 | 0.05 | 0.05
618 | 2000056439613 | Tariff 212 | 0 | 5787.35 | 0.05 | 0.05
793 | 2000056147401 | Tariff 213 | 0 | 627.78 | 0.05 | 0.05
989 | 2000056359863 | Tariff 214 | 0 | 4546.08 | 0.05 | 0.05
794 | 2000056202407 | Tariff 215 | 0 | 2382.96 | 0.05 | 0.05
963 | 2000056452118 | Tariff 218 | 0 | 870.33 | 0.05 | 0.05
795 | 2000056186438 | Tariff 219 | 0 | 11438.2 | 0.05 | 0.05
796 | 2000056166469 | Tariff 220 | 0 | 5511.78 | 0.05 | 0.05
Z02 | 2000056792661 | Tariff 222 | 0 | 815.52 | 0.05 | 0.05
980 | 2000056384850 | Tariff 225 | 0 | 758.11 | 0.05 | 0.05
955 | 2000056536121 | Tariff 227 | 0 | 3991.33 | 0.05 | 0.05
957 | 2000056456265 | Tariff 228 | 0 | 397 | 0.05 | 0.05
999 | 2000056440006 | Tariff 229 | 0 | 579.66 | 0.05 | 0.05
450 | 2000056420348 | Tariff 230 | 0 | 744.91 | 0.05 | 0.05
797 | 2000056202425 | Tariff 233 | 0 | 1119.6 | 0.05 | 0.05
Z49 | 2000060046797 | Tariff 234 | 0 | 22634.1 | 0.05 | 0.05
369 | 2000056532483 | Tariff 235 | 0 | 800.72 | 0.05 | 0.05
7310 | 7310 | Tariff 238 | 0 | 1785 | 0.05 | 0.05
798 | 2000056199701 | Tariff 240 | 0 | 1000.72 | 0.05 | 0.05
799 | 2000056191535 | Tariff 244 | 0 | 12883.19 | 0.05 | 0.05
741 | 2000056058763 | Tariff 247 | 0 | 151.79 | 0.05 | 0.05
742 | 2000056151115 | Tariff 248 | 0 | 96.1 | 0.05 | 0.05
743 | 2000056098827 | Tariff 249 | 0 | 152.2 | 0.05 | 0.05
403 | 2000056551333 | Tariff 250 | 0 | 3984.43 | 0.05 | 0.05
451 | 2000056562317 | Tariff 251 | 0 | 6135.96 | 0.05 | 0.05
978 | 2000056194207 | Tariff 252 | 0 | 2620.57 | 0.05 | 0.05
991 | 2000056139224 | Tariff 253 | 0 | 8489.11 | 0.05 | 0.05
994 | 2000056219980 | Tariff 254 | 0 | 358.04 | 0.05 | 0.05
995 | 2000056200029 | Tariff 255 | 0 | 750.63 | 0.05 | 0.05
996 | 2000056139001 | Tariff 256 | 0 | 751.69 | 0.05 | 0.05
997 | 2000056212042 | Tariff 257 | 0 | 1200.84 | 0.05 | 0.05
998 | 2000056139438 | Tariff 258 | 0 | 13002.97 | 0.05 | 0.05
953 | 2000056530797 | Tariff 260 | 0 | 23195.36 | 0.05 | 0.05
983 | 2000056469185 | Tariff 262 | 0 | 1106.49 | 0.05 | 0.05
Z03 | 2000056842133 | Tariff 264 | 0 | 752.64 | 0.05 | 0.05
7493 | 7493 | Tariff 265 | 0 | 766.57 | 0.05 | 0.05
748 | 2000056488531 | Tariff 269 | 0 | 880.31 | 0.05 | 0.05
Z05 | 2000056866064 | Tariff 270 | 0 | 744.32 | 0.05 | 0.05
966 | 2000056537222 | Tariff 275 | 0 | 2130.27 | 0.05 | 0.05
Z06 | 2000056522003 | Tariff 276 | 0 | 418.4 | 0.05 | 0.05
Z26 | 2000056839901 | Tariff 277 | 0 | 746.83 | 0.05 | 0.05
919 | 2000060018150 | Tariff 279 | 0 | 1226.74 | 0.05 | 0.05
467 | 2000056535740 | Tariff 280 | 0 | 938.75 | 0.05 | 0.05
468 | 2000056345461 | Tariff 283 | 0 | 1354.29 | 0.05 | 0.05
Z07 | 2000056520957 | Tariff 284 | 0 | 418.4 | 0.05 | 0.05
Z27 | 2000056860090 | Tariff 286 | 0 | 1255.4 | 0.05 | 0.05
984 | 2000056495501, 2000056496300 | Tariff 291 | 0 | 430.55 | 0.05 | 0.05
Z08 | 2000056865479 | Tariff 292 | 0 | 1103.8 | 0.05 | 0.05
951 | 2000056477682 | Tariff 293 | 0 | 746.54 | 0.05 | 0.05
7491 | 7491 | Tariff 294 | 0 | 1106.49 | 0.05 | 0.05
7497 | 7497 | Tariff 295 | 0 | 2566.42 | 0.05 | 0.05
Z10 | 2000056474877 | Tariff 296 | 0 | 4229.2 | 0.05 | 0.05
644 | 2000056474399 | Tariff 300 | 0 | 434.53 | 0.05 | 0.05
Z11 | 2000056631440 | Tariff 301 | 0 | 434.53 | 0.05 | 0.05
744 | 2000056705144 | Tariff 304 | 0 | 3194.2 | 0.05 | 0.05
986 | 2000056366930 | Tariff 305 | 0 | 741.05 | 0.05 | 0.05
933 |  | Tariff 306 | 0 | 18.73 | 0.05 | 0.05
976 | 2000056563589 | Tariff 311 | 0 | 708.89 | 0.05 | 0.05
Z13 | 2000056866046 | Tariff 312 | 0 | 390.06 | 0.05 | 0.05
Z14 | 2000056848144 | Tariff 316 | 0 | 1127.11 | 0.05 | 0.05
Z15 | 2000056774608 | Tariff 320 | 0 | 746.9 | 0.05 | 0.05
Z16 | 2000056647946 | Tariff 322 | 0 | 444.48 | 0.05 | 0.05
Z17 | 2000056456850 | Tariff 329 | 0 | 397 | 0.05 | 0.05
Z18 | 2000056872305 | Tariff 331 | 0 | 1871.51 | 0.05 | 0.05
Z50 | 2000060619259 | Tariff 333 | 0 | 627.81 | 0.05 | 0.05
638 | 2000056479138 | Tariff 339 | 0 | 2983.51 | 0.05 | 0.05
643 | 2000056465970 | Tariff 340 | 0 | 462.63 | 0.05 | 0.05
981 | 2000056504937 | Tariff 341 | 0 | 426.05 | 0.05 | 0.05
988 | 2000056522332 | Tariff 342 | 0 | 1015.32 | 0.05 | 0.05
992 | 2000056527562 | Tariff 343 | 0 | 10872.16 | 0.05 | 0.05
950 | 2000056873498 | Tariff 344 | 0 | 1058 | 0.05 | 0.05
Z20 | 2000056873530 | Tariff 346 | 0 | 1490.34 | 0.05 | 0.05
Z21 | 2000056644680 | Tariff 347 | 0 | 286.81 | 0.05 | 0.05
Z45 | 2000060268260 | Tariff 353 | 0 | 665.01 | 0.05 | 0.05
Z32 | 2000057382890 | Tariff 354 | 0 | 363.92 | 0.05 | 0.05
Z36 | 2000057829825 | Tariff 356 | 0 | 2702.5 | 0.05 | 0.05
7373 | 7373 | Tariff 365 | 0 | 878.62 | 0.05 | 0.05
Z22 | 2000056721128 | Tariff 374 | 0 | 429.08 | 0.05 | 0.05
Z23 | 2000056873503 | Tariff 379 | 0 | 107.12 | 0.05 | 0.05
Z33 | 2000056970243 | Tariff 381 | 0 | 445.33 | 0.05 | 0.05
Z46 | 2000060440648 | Tariff 383 | 0 | 6325.31 | 0.05 | 0.05
7460 | 7460 | Tariff 385 | 0 | 490.75 | 0.05 | 0.05
Z24 | 2000056879240 | Tariff 391 | 0 | 305.84 | 0.05 | 0.05
Z25 | 2000056873540 | Tariff 392 | 0 | 183.13 | 0.05 | 0.05
Z34 | 2000057162794 | Tariff 394 | 0 | 423.61 | 0.05 | 0.05
Z52 | 2000060717815 | Tariff 395 | 0 | 4246.88 | 0.05 | 0.05
7616 | 7616 | Tariff 402 | 0 | 443.14 | 0.05 | 0.05
Z37 | 2000057983847 | Tariff 405 | 0 | 1045.68 | 0.05 | 0.05
7516 | 7516 | Tariff 413 | 0 | 802.84 | 0.05 | 0.05
Z35 | 2000057082474 | Tariff 414 | 0 | 274.45 | 0.05 | 0.05
7528 | 7528 | Tariff 415 | 0 | 849.13 | 0.05 | 0.05
Z28 | 2000056212186 | Tariff 417 | 0 | 486.61 | 0.05 | 0.05
Z53 | 2000060744828 | Tariff 431 | 0 | 1563.48 | 0.05 | 0.05
933 | - | Tariff 444 | 0 | 396.5 | 0.05 | 0.05
TBC | - | Tariff 445 | 0 | 2665.22 | 0.05 | 0.05
Z04 | 2000057906657 | Tariff 462 | 0 | 634.09 | 0.05 | 0.05
402 | 2000060019385 | Tariff 463 | 0 | 1340.39 | 0.05 | 0.05
Z54 |  | Tariff 467 | 0 | 461.09 | 0.05 | 0.05
Z55 | 2000060556209 | Tariff 469 | 0 | 441.44 | 0.05 | 0.05
Z56 | 2000060720491 | Tariff 471 | 0 | 2038.59 | 0.05 | 0.05
Z57 | 2000060526686 | Tariff 473 | 0 | 2761.19 | 0.05 | 0.05
Z58 | 2000060314136 | Tariff 474 | 0 | 0 | 0 | 0
Z59 |  | Tariff 475 | 0 | 4558.88 | 0.05 | 0.05
610 | 2000057985409 | Tariff 480 | 0 | 1063.55 | 0.05 | 0.05
Z30 | 2000060051342 | Tariff 481 | 0 | 1179.54 | 0.05 | 0.05
Z09 | 2000060085731 | Tariff 483 | 0 | 9524.04 | 0.05 | 0.05
Z38 | 2000056872607 | Tariff 484 | 0 | 203.6 | 0.05 | 0.05
Z39 | 2000060045126 | Tariff 485 | 0 | 238.21 | 0.05 | 0.05
948 | 2000060144129 | Tariff 490 | 0 | 754.9 | 0.05 | 0.05
Z42 | 2000060138091 | Tariff 491 | 0 | 17484.19 | 0.05 | 0.05
Z43 | 2000060129352 | Tariff 492 | 0 | 874.35 | 0.05 | 0.05
Z44 | 2000060127123 | Tariff 493 | 0 | 358.69 | 0.05 | 0.05
Z47 | 2000060253236 | Tariff 494 | 0 | 483.49 | 0.05 | 0.05
7530 | 7530 | Tariff 495 | 0 | 3584.16 | 0.05 | 0.05
Z61 | 2000060330787 | Tariff 496 | 0 | 10722.86 | 0.05 | 0.05
933 |  | Tariff 497 | 0 | 350.24 | 0.05 | 0.05
Z64 | 2000060564992 | Tariff 500 | 0 | 753.65 | 0.05 | 0.05
Z48 | 2000060125854 | Tariff 501 | 0 | 477.44 | 0.05 | 0.05
920 | 2000060129334 | Tariff 502 | 0 | 1045.68 | 0.05 | 0.05
Z65 | 2000060633972 | Tariff 505 | 0 | 152.46 | 0.05 | 0.05
Z66 | 2000060635241 | Tariff 506 | 0 | 1787.96 | 0.05 | 0.05
Z67 | 2000060637346 | Tariff 507 | 0 | 682.65 | 0.05 | 0.05
Z68 |  | Tariff 512 | 0 | 16232.83 | 0.05 | 0.05
Z69 |  | Tariff 513 | 0 | 345.12 | 0.05 | 0.05
Z70 |  | Tariff 515 | 0 | 2094.06 | 0.05 | 0.05
Z71 | 2000060759842 | Tariff 518 | 0 | 1281.7 | 0.05 | 0.05
Z72 | 2000060717540 | Tariff 519 | 0 | 2337.08 | 0.05 | 0.05
Z73 | 2000060864741 | Tariff 520 | 0 | 2653.47 | 0.05 | 0.05
Z74 | 2000060759860 | Tariff 521 | 0 | 1281.7 | 0.05 | 0.05
Z75 |  | Tariff 523 | 0 | 4402.75 | 0.05 | 0.05
TBC |  | Tariff 524 | 0 | 14068.43 | 0.05 | 0.05
TBC |  | Tariff 525 | 0 | 4628.27 | 0.05 | 0.05
TBC |  | Tariff 526 | 0 | 7692.55 | 0.05 | 0.05
TBC |  | Tariff 527 | 0 | 865.76 | 0.05 | 0.05
TBC |  | Tariff 528 | 0 | 715.1 | 0.05 | 0.05
TBC |  | Tariff 529 | 0 | 431.69 | 0.05 | 0.05
TBC |  | Tariff 531 | 0 | 6199.05 | 0.05 | 0.05
TBC |  | Tariff 532 | 0 | 10273.49 | 0.05 | 0.05
TBC |  | Tariff 533 | 0 | 5302.34 | 0.05 | 0.05
TBC |  | Tariff 534 | 0 | 5434.18 | 0.05 | 0.05
TBC | 2000060820850 | Tariff 535 | 0 | 5047.12 | 0.05 | 0.05
TBC |  | Tariff 537 | 0 | 1730.04 | 0.05 | 0.05
TBC |  | Tariff 538 | 0 | 4448.93 | 0.05 | 0.05
TBC |  | Tariff 539 | 0 | 1259.38 | 0.05 | 0.05
TBC |  | Tariff 540 | 0 | 5014.51 | 0.05 | 0.05
TBC | 2000060575061 | Tariff 541 | 0 | 4799.4 | 0.05 | 0.05

## Annex 3 Preserved charges
Back to Overview
Southern Electric Power Distribution plc - Effective from 1 April 2027 - Final LV and HV tariffs
Supercustomer preserved charges / additional LLFCs / DUoS Tariff IDs
| Closed LLFCs /DUoS Tariff IDs | PCs | Red/black unit charge p/kWh | Amber/yellow unit charge p/kWh | Green unit charge p/kWh | Fixed charge p/MPAN/day
Domestic Aggregated or CT with Residual | 124-125 | 0, 1, 2 | 12.981 | 2.124 | 0.155 | 11.04
Domestic Aggregated (Related MPAN) | 112-114, 116-120, 122-123 | 2 | 12.981 | 2.124 | 0.155
Non-Domestic Aggregated or CT No Residual | Q35, Q40 | 0, 3, 4, 5-8 | 12.515 | 2.048 | 0.149 | 14.3
Non-Domestic Aggregated or CT Band 1 | Q36, Q41 | 0, 3, 4, 5-8 | 12.515 | 2.048 | 0.149 | 14.19
Non-Domestic Aggregated or CT Band 2 | Q37, Q42 | 0, 3, 4, 5-8 | 12.515 | 2.048 | 0.149 | 13.64
Non-Domestic Aggregated or CT Band 3 | Q38, Q43 | 0, 3, 4, 5-8 | 12.515 | 2.048 | 0.149 | 12.64
Non-Domestic Aggregated or CT Band 4 | Q39, Q44 | 0, 3, 4, 5-8 | 12.515 | 2.048 | 0.149 | 9.45
Non-Domestic Aggregated (related MPAN) | 138-139, 141-143, 145 | 4 | 12.515 | 2.048 | 0.149
Notes: | Unit time periods are as specified in Annex 1.
Site Specific preserved charges / additional LLFCs / DUoS Tariff IDs
| Closed LLFCs / DUoS Tariff IDs | PCs | Red/black unit charge p/kWh | Amber/yellow unit charge p/kWh | Green unit charge p/kWh | Fixed charge p/MPAN/day | Capacity charge p/kVA/day | Exceeded capacity charge p/kVA/day | Reactive power charge p/kVArh
0
Notes: | Time periods
Unit charges in the Red Time Band apply – between [16:30] and [19:30], Monday to Friday including bank holidays.
Unit charges in the Amber Time Band apply – between [07:00] and [16:30] and [19:30] and [22:00], Monday to Friday including bank holidays, and [09:30] and [21:30] Saturday and Sunday.
Unit charges in the Green Time Band apply – between [00:00] and [07:00] and [22:00] and [24:00], Monday to Friday including bank holidays, and [00:00] and [09:30] and [21:30] and [24:00], Saturday and Sunday.
All times are UK clock-time.

## Annex 4 LDNO charges
Back to Overview | Copy from CDCM table 3701 "Tariffs!A42:I84" and paste values into A14 |  |  |  | Copy from EDCM table 6005 "LDNORev!B549:G683" and paste values into D57
Southern Electric Power Distribution plc - Effective from 1 April 2027 - Final LDNO tariffs
Time Bands for LV and HV Designated Properties |  |  |  |  | Time Bands for Unmetered Properties
Time periods | Red Time Band | Amber Time Band | Green Time Band |  |  |  | Black Time Band | Yellow Time Band | Green Time Band
Monday to Friday (Including Bank Holidays) All Year | 16:30 - 19:30 |  |  |  | Monday to Friday (Including Bank Holidays) March to October Inclusive |  |  | 07:00 - 22:00
Monday to Friday (Including Bank Holidays) All Year |  | 07:00 - 16:30 19:30 - 22:00 |  |  | Monday to Friday (Including Bank Holidays) November to February Inclusive |  | 16:30 - 19:30 | 07:00 - 16:30 19:30 - 22:00
Monday to Friday (Including Bank Holidays) All Year |  |  | 00:00 - 07:00 22:00 - 24:00 |  | Monday to Friday (Including Bank Holidays) April to March Inclusive |  |  |  | 00:00 - 07:00 22:00 - 24:00
Saturday and Sunday All Year |  | 09:30 - 21:30 | 00:00 - 09:30 21:30 - 24:00 |  | Saturday and Sunday All Year |  |  | 09:30 - 21:30 | 00:00 - 09:30 21:30 - 24:00
Notes | All the above times are in UK Clock time |  |  |  | Notes |  | All the above times are in UK Clock time
Tariff name | Unique billing identifier | PCs | Red/black unit charge p/kWh | Amber/yellow unit charge p/kWh | Green unit charge p/kWh | Fixed charge p/MPAN/day | Capacity charge p/kVA/day | Exceeded capacity charge p/kVA/day | Reactive power charge p/kVArh
LDNO LV: Domestic Aggregated or CT with Residual |  | 0, 1, 2 | 7.94 | 1.299 | 0.095 | 6.75
LDNO LV: Domestic Aggregated (related MPAN) |  | 2 | 7.94 | 1.299 | 0.095
LDNO LV: Non-Domestic Aggregated or CT No Residual |  | 0, 3, 4, 5-8 | 7.655 | 1.253 | 0.091 | 8.75
LDNO LV: Non-Domestic Aggregated or CT Band 1 |  | 0, 3, 4, 5-8 | 7.655 | 1.253 | 0.091 | 8.68
LDNO LV: Non-Domestic Aggregated or CT Band 2 |  | 0, 3, 4, 5-8 | 7.655 | 1.253 | 0.091 | 8.34
LDNO LV: Non-Domestic Aggregated or CT Band 3 |  | 0, 3, 4, 5-8 | 7.655 | 1.253 | 0.091 | 7.73
LDNO LV: Non-Domestic Aggregated or CT Band 4 |  | 0, 3, 4, 5-8 | 7.655 | 1.253 | 0.091 | 5.78
LDNO LV: Non-Domestic Aggregated (related MPAN) |  | 4 | 7.655 | 1.253 | 0.091
LDNO LV: LV Site Specific No Residual |  | 0 | 5.229 | 0.756 | 0.052 | 15.44 | 6.89 | 6.89 | 0.163
LDNO LV: LV Site Specific Band 1 |  | 0 | 5.229 | 0.756 | 0.052 | 10.35 | 6.89 | 6.89 | 0.163
LDNO LV: LV Site Specific Band 2 |  | 0 | 5.229 | 0.756 | 0.052 | 7.11 | 6.89 | 6.89 | 0.163
LDNO LV: LV Site Specific Band 3 |  | 0 | 5.229 | 0.756 | 0.052 | 0.84 | 6.89 | 6.89 | 0.163
LDNO LV: LV Site Specific Band 4 |  | 0 | 5.218 | 0.746 | 0.041 | 0 | 6.89 | 6.89 | 0.163
LDNO LV: Unmetered Supplies |  | 0, 1 or 8 | 20.983 | 3.283 | 1.959
LDNO LV: LV Generation Aggregated |  | 0 or 8 | -8.138 | -1.332 | -0.097 | 0
LDNO LV: LV Generation Site Specific |  | 0 | -8.138 | -1.332 | -0.097 | 0 |  |  | 0.331
LDNO HV: Domestic Aggregated or CT with Residual |  | 0, 1, 2 | 5.758 | 0.942 | 0.069 | 4.9
LDNO HV: Domestic Aggregated (Related MPAN) |  | 2 | 5.758 | 0.942 | 0.069
LDNO HV: Non-Domestic Aggregated or CT No Residual |  | 0, 3, 4, 5-8 | 5.551 | 0.909 | 0.066 | 6.34
LDNO HV: Non-Domestic Aggregated or CT Band 1 |  | 0, 3, 4, 5-8 | 5.551 | 0.909 | 0.066 | 6.29
LDNO HV: Non-Domestic Aggregated or CT Band 2 |  | 0, 3, 4, 5-8 | 5.551 | 0.909 | 0.066 | 6.05
LDNO HV: Non-Domestic Aggregated or CT Band 3 |  | 0, 3, 4, 5-8 | 5.551 | 0.909 | 0.066 | 5.61
LDNO HV: Non-Domestic Aggregated or CT Band 4 |  | 0, 3, 4, 5-8 | 5.551 | 0.909 | 0.066 | 4.19
LDNO HV: Non-Domestic Aggregated (related MPAN) |  | 4 | 5.551 | 0.909 | 0.066
LDNO HV: LV Site Specific No Residual |  | 0 | 3.792 | 0.549 | 0.038 | 11.2 | 5 | 5 | 0.118
LDNO HV: LV Site Specific Band 1 |  | 0 | 3.792 | 0.549 | 0.038 | 7.51 | 5 | 5 | 0.118
LDNO HV: LV Site Specific Band 2 |  | 0 | 3.792 | 0.549 | 0.038 | 5.16 | 5 | 5 | 0.118
LDNO HV: LV Site Specific Band 3 |  | 0 | 3.792 | 0.549 | 0.038 | 0.61 | 5 | 5 | 0.118
LDNO HV: LV Site Specific Band 4 |  | 0 | 3.784 | 0.541 | 0.03 | 0 | 5 | 5 | 0.118
LDNO HV: LV Sub Site Specific No Residual |  | 0 | 3.5 | 0.385 | 0.022 | 42.89 | 8.45 | 8.45 | 0.107
LDNO HV: LV Sub Site Specific Band 1 |  | 0 | 3.5 | 0.385 | 0.022 | 36.74 | 8.45 | 8.45 | 0.107
LDNO HV: LV Sub Site Specific Band 2 |  | 0 | 3.5 | 0.385 | 0.022 | 32.82 | 8.45 | 8.45 | 0.107
LDNO HV: LV Sub Site Specific Band 3 |  | 0 | 3.5 | 0.385 | 0.022 | 25.25 | 8.45 | 8.45 | 0.107
LDNO HV: LV Sub Site Specific Band 4 |  | 0 | 3.487 | 0.372 | 0.009 | 24.22 | 8.45 | 8.45 | 0.107
LDNO HV: HV Site Specific No Residual |  | 0 | 3.165 | 0.323 | 0.018 | 204.38 | 9.34 | 9.34 | 0.088
LDNO HV: HV Site Specific Band 1 |  | 0 | 3.165 | 0.323 | 0.018 | 158.98 | 9.34 | 9.34 | 0.088
LDNO HV: HV Site Specific Band 2 |  | 0 | 3.165 | 0.323 | 0.018 | 91.86 | 9.34 | 9.34 | 0.088
LDNO HV: HV Site Specific Band 3 |  | 0 | 3.164 | 0.322 | 0.017 | 0 | 9.34 | 9.34 | 0.088
LDNO HV: HV Site Specific Band 4 |  | 0 | 3.15 | 0.307 | 0.002 | 0 | 9.34 | 9.34 | 0.088
LDNO HV: Unmetered Supplies |  | 0, 1 or 8 | 15.217 | 2.381 | 1.421
LDNO HV: LV Generation Aggregated |  | 0 or 8 | -8.138 | -1.332 | -0.097 | 0
LDNO HV: LV Sub Generation Aggregated |  | 0 or 8 | -6.914 | -1.043 | -0.073 | 0
LDNO HV: LV Generation Site Specific |  | 0 | -8.138 | -1.332 | -0.097 | 0 |  |  | 0.331
LDNO HV: LV Sub Generation Site Specific |  | 0 | -6.914 | -1.043 | -0.073 | 0 |  |  | 0.244
LDNO HV: HV Generation Site Specific |  | 0 | -4.793 | -0.527 | -0.031 | 0 |  |  | 0.2
LDNO HVplus: Domestic Aggregated or CT with Residual |  | 0, 1, 2 | 4.21 | 0.689 | 0.05 | 3.58
LDNO HVplus: Domestic Aggregated (related MPAN) |  | 2 | 4.21 | 0.689 | 0.05
LDNO HVplus: Non-Domestic Aggregated or CT No Residual |  | 0, 3, 4, 5-8 | 4.059 | 0.664 | 0.048 | 4.64
LDNO HVplus: Non-Domestic Aggregated or CT Band 1 |  | 0, 3, 4, 5-8 | 4.059 | 0.664 | 0.048 | 4.6
LDNO HVplus: Non-Domestic Aggregated or CT Band 2 |  | 0, 3, 4, 5-8 | 4.059 | 0.664 | 0.048 | 4.43
LDNO HVplus: Non-Domestic Aggregated or CT Band 3 |  | 0, 3, 4, 5-8 | 4.059 | 0.664 | 0.048 | 4.1
LDNO HVplus: Non-Domestic Aggregated or CT Band 4 |  | 0, 3, 4, 5-8 | 4.059 | 0.664 | 0.048 | 3.07
LDNO HVplus: Non-Domestic Aggregated (related MPAN) |  | 4 | 4.059 | 0.664 | 0.048
LDNO HVplus: LV Site Specific No Residual |  | 0 | 2.773 | 0.401 | 0.028 | 8.19 | 3.65 | 3.65 | 0.087
LDNO HVplus: LV Site Specific Band 1 |  | 0 | 2.773 | 0.401 | 0.028 | 5.49 | 3.65 | 3.65 | 0.087
LDNO HVplus: LV Site Specific Band 2 |  | 0 | 2.773 | 0.401 | 0.028 | 3.77 | 3.65 | 3.65 | 0.087
LDNO HVplus: LV Site Specific Band 3 |  | 0 | 2.773 | 0.401 | 0.028 | 0.45 | 3.65 | 3.65 | 0.087
LDNO HVplus: LV Site Specific Band 4 |  | 0 | 2.767 | 0.395 | 0.022 | 0 | 3.65 | 3.65 | 0.087
LDNO HVplus: LV Sub Site Specific No Residual |  | 0 | 2.498 | 0.275 | 0.016 | 30.61 | 6.03 | 6.03 | 0.076
LDNO HVplus: LV Sub Site Specific Band 1 |  | 0 | 2.498 | 0.275 | 0.016 | 26.22 | 6.03 | 6.03 | 0.076
LDNO HVplus: LV Sub Site Specific Band 2 |  | 0 | 2.498 | 0.275 | 0.016 | 23.42 | 6.03 | 6.03 | 0.076
LDNO HVplus: LV Sub Site Specific Band 3 |  | 0 | 2.498 | 0.275 | 0.016 | 18.02 | 6.03 | 6.03 | 0.076
LDNO HVplus: LV Sub Site Specific Band 4 |  | 0 | 2.489 | 0.265 | 0.007 | 17.29 | 6.03 | 6.03 | 0.076
LDNO HVplus: HV Site Specific No Residual |  | 0 | 2.235 | 0.228 | 0.013 | 144.3 | 6.59 | 6.59 | 0.062
LDNO HVplus: HV Site Specific Band 1 |  | 0 | 2.235 | 0.228 | 0.013 | 112.25 | 6.59 | 6.59 | 0.062
LDNO HVplus: HV Site Specific Band 2 |  | 0 | 2.235 | 0.228 | 0.013 | 64.86 | 6.59 | 6.59 | 0.062
LDNO HVplus: HV Site Specific Band 3 |  | 0 | 2.234 | 0.227 | 0.012 | 0 | 6.59 | 6.59 | 0.062
LDNO HVplus: HV Site Specific Band 4 |  | 0 | 2.224 | 0.217 | 0.002 | 0 | 6.59 | 6.59 | 0.062
LDNO HVplus: Unmetered Supplies |  | 0, 1 or 8 | 11.127 | 1.741 | 1.039
LDNO HVplus: LV Generation Aggregated |  | 0 or 8 | -4.294 | -0.703 | -0.051 | 0
LDNO HVplus: LV Sub Generation Aggregated |  | 0 or 8 | -4.128 | -0.622 | -0.044 | 0
LDNO HVplus: LV Generation Site Specific |  | 0 | -4.294 | -0.703 | -0.051 | 0 |  |  | 0.175
LDNO HVplus: LV Sub Generation Site Specific |  | 0 | -4.128 | -0.622 | -0.044 | 0 |  |  | 0.146
LDNO HVplus: HV Generation Site Specific |  | 0 | -4.793 | -0.527 | -0.031 | 466.72 |  |  | 0.2
LDNO EHV: Domestic Aggregated or CT with Residual |  | 0, 1, 2 | 3.266 | 0.534 | 0.039 | 2.78
LDNO EHV: Domestic Aggregated (related MPAN) |  | 2 | 3.266 | 0.534 | 0.039
LDNO EHV: Non-Domestic Aggregated or CT No Residual |  | 0, 3, 4, 5-8 | 3.148 | 0.515 | 0.038 | 3.6
LDNO EHV: Non-Domestic Aggregated or CT Band 1 |  | 0, 3, 4, 5-8 | 3.148 | 0.515 | 0.038 | 3.57
LDNO EHV: Non-Domestic Aggregated or CT Band 2 |  | 0, 3, 4, 5-8 | 3.148 | 0.515 | 0.038 | 3.43
LDNO EHV: Non-Domestic Aggregated or CT Band 3 |  | 0, 3, 4, 5-8 | 3.148 | 0.515 | 0.038 | 3.18
LDNO EHV: Non-Domestic Aggregated or CT Band 4 |  | 0, 3, 4, 5-8 | 3.148 | 0.515 | 0.038 | 2.38
LDNO EHV: Non-Domestic Aggregated (related MPAN) |  | 4 | 3.148 | 0.515 | 0.038
LDNO EHV: LV Site Specific No Residual |  | 0 | 2.15 | 0.311 | 0.021 | 6.35 | 2.83 | 2.83 | 0.067
LDNO EHV: LV Site Specific Band 1 |  | 0 | 2.15 | 0.311 | 0.021 | 4.26 | 2.83 | 2.83 | 0.067
LDNO EHV: LV Site Specific Band 2 |  | 0 | 2.15 | 0.311 | 0.021 | 2.93 | 2.83 | 2.83 | 0.067
LDNO EHV: LV Site Specific Band 3 |  | 0 | 2.15 | 0.311 | 0.021 | 0.35 | 2.83 | 2.83 | 0.067
LDNO EHV: LV Site Specific Band 4 |  | 0 | 2.146 | 0.307 | 0.017 | 0 | 2.83 | 2.83 | 0.067
LDNO EHV: LV Sub Site Specific No Residual |  | 0 | 1.937 | 0.213 | 0.012 | 23.74 | 4.68 | 4.68 | 0.059
LDNO EHV: LV Sub Site Specific Band 1 |  | 0 | 1.937 | 0.213 | 0.012 | 20.33 | 4.68 | 4.68 | 0.059
LDNO EHV: LV Sub Site Specific Band 2 |  | 0 | 1.937 | 0.213 | 0.012 | 18.17 | 4.68 | 4.68 | 0.059
LDNO EHV: LV Sub Site Specific Band 3 |  | 0 | 1.937 | 0.213 | 0.012 | 13.97 | 4.68 | 4.68 | 0.059
LDNO EHV: LV Sub Site Specific Band 4 |  | 0 | 1.93 | 0.206 | 0.005 | 13.41 | 4.68 | 4.68 | 0.059
LDNO EHV: HV Site Specific No Residual |  | 0 | 1.733 | 0.177 | 0.01 | 111.92 | 5.11 | 5.11 | 0.048
LDNO EHV: HV Site Specific Band 1 |  | 0 | 1.733 | 0.177 | 0.01 | 87.06 | 5.11 | 5.11 | 0.048
LDNO EHV: HV Site Specific Band 2 |  | 0 | 1.733 | 0.177 | 0.01 | 50.31 | 5.11 | 5.11 | 0.048
LDNO EHV: HV Site Specific Band 3 |  | 0 | 1.733 | 0.176 | 0.009 | 0 | 5.11 | 5.11 | 0.048
LDNO EHV: HV Site Specific Band 4 |  | 0 | 1.725 | 0.168 | 0.001 | 0 | 5.11 | 5.11 | 0.048
LDNO EHV: Unmetered Supplies |  | 0, 1 or 8 | 8.63 | 1.35 | 0.806
LDNO EHV: LV Generation Aggregated |  | 0 or 8 | -3.33 | -0.545 | -0.04 | 0
LDNO EHV: LV Sub Generation Aggregated |  | 0 or 8 | -3.202 | -0.483 | -0.034 | 0
LDNO EHV: LV Generation Site Specific |  | 0 | -3.33 | -0.545 | -0.04 | 0 |  |  | 0.136
LDNO EHV: LV Sub Generation Site Specific |  | 0 | -3.202 | -0.483 | -0.034 | 0 |  |  | 0.113
LDNO EHV: HV Generation Site Specific |  | 0 | -3.717 | -0.409 | -0.024 | 361.98 |  |  | 0.155
LDNO 132kV/EHV: Domestic Aggregated or CT with Residual |  | 0, 1, 2 | 2.441 | 0.399 | 0.029 | 2.08
LDNO 132kV/EHV: Domestic Aggregated (related MPAN) |  | 2 | 2.441 | 0.399 | 0.029
LDNO 132kV/EHV: Non-Domestic Aggregated or CT No Residual |  | 0, 3, 4, 5-8 | 2.353 | 0.385 | 0.028 | 2.69
LDNO 132kV/EHV: Non-Domestic Aggregated or CT Band 1 |  | 0, 3, 4, 5-8 | 2.353 | 0.385 | 0.028 | 2.67
LDNO 132kV/EHV: Non-Domestic Aggregated or CT Band 2 |  | 0, 3, 4, 5-8 | 2.353 | 0.385 | 0.028 | 2.57
LDNO 132kV/EHV: Non-Domestic Aggregated or CT Band 3 |  | 0, 3, 4, 5-8 | 2.353 | 0.385 | 0.028 | 2.38
LDNO 132kV/EHV: Non-Domestic Aggregated or CT Band 4 |  | 0, 3, 4, 5-8 | 2.353 | 0.385 | 0.028 | 1.78
LDNO 132kV/EHV: Non-Domestic Aggregated (related MPAN) |  | 4 | 2.353 | 0.385 | 0.028
LDNO 132kV/EHV: LV Site Specific No Residual |  | 0 | 1.607 | 0.233 | 0.016 | 4.75 | 2.12 | 2.12 | 0.05
LDNO 132kV/EHV: LV Site Specific Band 1 |  | 0 | 1.607 | 0.233 | 0.016 | 3.18 | 2.12 | 2.12 | 0.05
LDNO 132kV/EHV: LV Site Specific Band 2 |  | 0 | 1.607 | 0.233 | 0.016 | 2.19 | 2.12 | 2.12 | 0.05
LDNO 132kV/EHV: LV Site Specific Band 3 |  | 0 | 1.607 | 0.233 | 0.016 | 0.26 | 2.12 | 2.12 | 0.05
LDNO 132kV/EHV: LV Site Specific Band 4 |  | 0 | 1.604 | 0.229 | 0.013 | 0 | 2.12 | 2.12 | 0.05
LDNO 132kV/EHV: LV Sub Site Specific No Residual |  | 0 | 1.448 | 0.159 | 0.009 | 17.74 | 3.5 | 3.5 | 0.044
LDNO 132kV/EHV: LV Sub Site Specific Band 1 |  | 0 | 1.448 | 0.159 | 0.009 | 15.2 | 3.5 | 3.5 | 0.044
LDNO 132kV/EHV: LV Sub Site Specific Band 2 |  | 0 | 1.448 | 0.159 | 0.009 | 13.58 | 3.5 | 3.5 | 0.044
LDNO 132kV/EHV: LV Sub Site Specific Band 3 |  | 0 | 1.448 | 0.159 | 0.009 | 10.44 | 3.5 | 3.5 | 0.044
LDNO 132kV/EHV: LV Sub Site Specific Band 4 |  | 0 | 1.443 | 0.154 | 0.004 | 10.02 | 3.5 | 3.5 | 0.044
LDNO 132kV/EHV: HV Site Specific No Residual |  | 0 | 1.296 | 0.132 | 0.007 | 83.65 | 3.82 | 3.82 | 0.036
LDNO 132kV/EHV: HV Site Specific Band 1 |  | 0 | 1.296 | 0.132 | 0.007 | 65.07 | 3.82 | 3.82 | 0.036
LDNO 132kV/EHV: HV Site Specific Band 2 |  | 0 | 1.296 | 0.132 | 0.007 | 37.6 | 3.82 | 3.82 | 0.036
LDNO 132kV/EHV: HV Site Specific Band 3 |  | 0 | 1.295 | 0.132 | 0.007 | 0 | 3.82 | 3.82 | 0.036
LDNO 132kV/EHV: HV Site Specific Band 4 |  | 0 | 1.289 | 0.126 | 0.001 | 0 | 3.82 | 3.82 | 0.036
LDNO 132kV/EHV: Unmetered Supplies |  | 0, 1 or 8 | 6.45 | 1.009 | 0.602
LDNO 132kV/EHV: LV Generation Aggregated |  | 0 or 8 | -2.489 | -0.407 | -0.03 | 0
LDNO 132kV/EHV: LV Sub Generation Aggregated |  | 0 or 8 | -2.393 | -0.361 | -0.025 | 0
LDNO 132kV/EHV: LV Generation Site Specific |  | 0 | -2.489 | -0.407 | -0.03 | 0 |  |  | 0.101
LDNO 132kV/EHV: LV Sub Generation Site Specific |  | 0 | -2.393 | -0.361 | -0.025 | 0 |  |  | 0.085
LDNO 132kV/EHV: HV Generation Site Specific |  | 0 | -2.778 | -0.305 | -0.018 | 270.55 |  |  | 0.116
LDNO 132kV: Domestic Aggregated or CT with Residual |  | 0, 1, 2 | 1.765 | 0.289 | 0.021 | 1.5
LDNO 132kV: Domestic Aggregated (related MPAN) |  | 2 | 1.765 | 0.289 | 0.021
LDNO 132kV: Non-Domestic Aggregated or CT No Residual |  | 0, 3, 4, 5-8 | 1.702 | 0.278 | 0.02 | 1.94
LDNO 132kV: Non-Domestic Aggregated or CT Band 1 |  | 0, 3, 4, 5-8 | 1.702 | 0.278 | 0.02 | 1.93
LDNO 132kV: Non-Domestic Aggregated or CT Band 2 |  | 0, 3, 4, 5-8 | 1.702 | 0.278 | 0.02 | 1.86
LDNO 132kV: Non-Domestic Aggregated or CT Band 3 |  | 0, 3, 4, 5-8 | 1.702 | 0.278 | 0.02 | 1.72
LDNO 132kV: Non-Domestic Aggregated or CT Band 4 |  | 0, 3, 4, 5-8 | 1.702 | 0.278 | 0.02 | 1.29
LDNO 132kV: Non-Domestic Aggregated (related MPAN) |  | 4 | 1.702 | 0.278 | 0.02
LDNO 132kV: LV Site Specific No Residual |  | 0 | 1.162 | 0.168 | 0.012 | 3.43 | 1.53 | 1.53 | 0.036
LDNO 132kV: LV Site Specific Band 1 |  | 0 | 1.162 | 0.168 | 0.012 | 2.3 | 1.53 | 1.53 | 0.036
LDNO 132kV: LV Site Specific Band 2 |  | 0 | 1.162 | 0.168 | 0.012 | 1.58 | 1.53 | 1.53 | 0.036
LDNO 132kV: LV Site Specific Band 3 |  | 0 | 1.162 | 0.168 | 0.012 | 0.19 | 1.53 | 1.53 | 0.036
LDNO 132kV: LV Site Specific Band 4 |  | 0 | 1.16 | 0.166 | 0.009 | 0 | 1.53 | 1.53 | 0.036
LDNO 132kV: LV Sub Site Specific No Residual |  | 0 | 1.047 | 0.115 | 0.007 | 12.83 | 2.53 | 2.53 | 0.032
LDNO 132kV: LV Sub Site Specific Band 1 |  | 0 | 1.047 | 0.115 | 0.007 | 10.99 | 2.53 | 2.53 | 0.032
LDNO 132kV: LV Sub Site Specific Band 2 |  | 0 | 1.047 | 0.115 | 0.007 | 9.82 | 2.53 | 2.53 | 0.032
LDNO 132kV: LV Sub Site Specific Band 3 |  | 0 | 1.047 | 0.115 | 0.007 | 7.55 | 2.53 | 2.53 | 0.032
LDNO 132kV: LV Sub Site Specific Band 4 |  | 0 | 1.043 | 0.111 | 0.003 | 7.25 | 2.53 | 2.53 | 0.032
LDNO 132kV: HV Site Specific No Residual |  | 0 | 0.937 | 0.096 | 0.005 | 60.5 | 2.76 | 2.76 | 0.026
LDNO 132kV: HV Site Specific Band 1 |  | 0 | 0.937 | 0.096 | 0.005 | 47.06 | 2.76 | 2.76 | 0.026
LDNO 132kV: HV Site Specific Band 2 |  | 0 | 0.937 | 0.096 | 0.005 | 27.19 | 2.76 | 2.76 | 0.026
LDNO 132kV: HV Site Specific Band 3 |  | 0 | 0.937 | 0.095 | 0.005 | 0 | 2.76 | 2.76 | 0.026
LDNO 132kV: HV Site Specific Band 4 |  | 0 | 0.932 | 0.091 | 0.001 | 0 | 2.76 | 2.76 | 0.026
LDNO 132kV: Unmetered Supplies |  | 0, 1 or 8 | 4.665 | 0.73 | 0.436
LDNO 132kV: LV Generation Aggregated |  | 0 or 8 | -1.8 | -0.295 | -0.022 | 0
LDNO 132kV: LV Sub Generation Aggregated |  | 0 or 8 | -1.731 | -0.261 | -0.018 | 0
LDNO 132kV: LV Generation Site Specific |  | 0 | -1.8 | -0.295 | -0.022 | 0 |  |  | 0.073
LDNO 132kV: LV Sub Generation Site Specific |  | 0 | -1.731 | -0.261 | -0.018 | 0 |  |  | 0.061
LDNO 132kV: HV Generation Site Specific |  | 0 | -2.009 | -0.221 | -0.013 | 195.66 |  |  | 0.084
LDNO 0000: Domestic Aggregated or CT with Residual |  | 0, 1, 2 | 0.497 | 0.081 | 0.006 | 0.42
LDNO 0000: Domestic Aggregated (related MPAN) |  | 2 | 0.497 | 0.081 | 0.006
LDNO 0000: Non-Domestic Aggregated or CT No Residual |  | 0, 3, 4, 5-8 | 0.479 | 0.078 | 0.006 | 0.55
LDNO 0000: Non-Domestic Aggregated or CT Band 1 |  | 0, 3, 4, 5-8 | 0.479 | 0.078 | 0.006 | 0.54
LDNO 0000: Non-Domestic Aggregated or CT Band 2 |  | 0, 3, 4, 5-8 | 0.479 | 0.078 | 0.006 | 0.52
LDNO 0000: Non-Domestic Aggregated or CT Band 3 |  | 0, 3, 4, 5-8 | 0.479 | 0.078 | 0.006 | 0.48
LDNO 0000: Non-Domestic Aggregated or CT Band 4 |  | 0, 3, 4, 5-8 | 0.479 | 0.078 | 0.006 | 0.36
LDNO 0000: Non-Domestic Aggregated (related MPAN) |  | 4 | 0.479 | 0.078 | 0.006
LDNO 0000: LV Site Specific No Residual |  | 0 | 0.327 | 0.047 | 0.003 | 0.97 | 0.43 | 0.43 | 0.01
LDNO 0000: LV Site Specific Band 1 |  | 0 | 0.327 | 0.047 | 0.003 | 0.65 | 0.43 | 0.43 | 0.01
LDNO 0000: LV Site Specific Band 2 |  | 0 | 0.327 | 0.047 | 0.003 | 0.45 | 0.43 | 0.43 | 0.01
LDNO 0000: LV Site Specific Band 3 |  | 0 | 0.327 | 0.047 | 0.003 | 0.05 | 0.43 | 0.43 | 0.01
LDNO 0000: LV Site Specific Band 4 |  | 0 | 0.327 | 0.047 | 0.003 | 0 | 0.43 | 0.43 | 0.01
LDNO 0000: LV Sub Site Specific No Residual |  | 0 | 0.295 | 0.032 | 0.002 | 3.62 | 0.71 | 0.71 | 0.009
LDNO 0000: LV Sub Site Specific Band 1 |  | 0 | 0.295 | 0.032 | 0.002 | 3.1 | 0.71 | 0.71 | 0.009
LDNO 0000: LV Sub Site Specific Band 2 |  | 0 | 0.295 | 0.032 | 0.002 | 2.77 | 0.71 | 0.71 | 0.009
LDNO 0000: LV Sub Site Specific Band 3 |  | 0 | 0.295 | 0.032 | 0.002 | 2.13 | 0.71 | 0.71 | 0.009
LDNO 0000: LV Sub Site Specific Band 4 |  | 0 | 0.294 | 0.031 | 0.001 | 2.04 | 0.71 | 0.71 | 0.009
LDNO 0000: HV Site Specific No Residual |  | 0 | 0.264 | 0.027 | 0.001 | 17.04 | 0.78 | 0.78 | 0.007
LDNO 0000: HV Site Specific Band 1 |  | 0 | 0.264 | 0.027 | 0.001 | 13.26 | 0.78 | 0.78 | 0.007
LDNO 0000: HV Site Specific Band 2 |  | 0 | 0.264 | 0.027 | 0.001 | 7.66 | 0.78 | 0.78 | 0.007
LDNO 0000: HV Site Specific Band 3 |  | 0 | 0.264 | 0.027 | 0.001 | 0 | 0.78 | 0.78 | 0.007
LDNO 0000: HV Site Specific Band 4 |  | 0 | 0.263 | 0.026 | 0 | 0 | 0.78 | 0.78 | 0.007
LDNO 0000: Unmetered Supplies |  | 0, 1 or 8 | 1.314 | 0.206 | 0.123
LDNO 0000: LV Generation Aggregated |  | 0 or 8 | -0.507 | -0.083 | -0.006 | 0
LDNO 0000: LV Sub Generation Aggregated |  | 0 or 8 | -0.488 | -0.074 | -0.005 | 0
LDNO 0000: LV Generation Site Specific |  | 0 | -0.507 | -0.083 | -0.006 | 0 |  |  | 0.021
LDNO 0000: LV Sub Generation Site Specific |  | 0 | -0.488 | -0.074 | -0.005 | 0 |  |  | 0.017
LDNO 0000: HV Generation Site Specific |  | 0 | -0.566 | -0.062 | -0.004 | 55.12 |  |  | 0.024

## Annex 5 LLFs
Back to Overview
This table has intentionally been left blank. The line loss factors that are approved by the BSC Panel for the applicable year and consequently published on the Elexon website will take precedence and be used in Settlement. This annex will be re-published once these values are available.
Southern Electric Power Distribution plc - Illustrative LLFs for year beginning 1 April 2027
Time periods | Period 1 | Period 2 | Period 3 | Period 4
| (Name 1) | (Name 2) | (Name 3) | (Name 4)
Notes | All the above times are in UK Clock time
Generic demand and generation LLFs
Metered voltage, respective periods and associated LLFCs / DUoS Tariff IDs
Metered voltage | Period 1 | Period 2 | Period 3 | Period 4 | Associated LLFC / DUoS Tariff ID
Low-voltage network
Low-voltage substation
High-voltage network
High-voltage substation
33kV generic
33kV generic
132kV generic
132kV generic
EHV site specific LLFs
Demand
Site | Period 1 | Period 2 | Period 3 | Period 4 | Associated LLFC / DUoS Tariff ID
Site 1
Site 2
Site 3
Site 4
Site 5
EHV site specific LLFs
Generation
Site | Period 1 | Period 2 | Period 3 | Period 4 | Associated LLFC / DUoS Tariff ID
Site 1
Site 2
Site 3
Site 4
Site 5

## Annex 6 New or Amended EHV
Back to Overview | [6 empty] | Note: The list of MPANs/MSIDs provided may be incomplete; the DNO reserves the right to apply the listed charges to any other MPANs/MSIDs associated with the site. If sites appear in both Annex 2 and Annex 6, the charges in Annex 6 take precedence. Where an existing Designated EHV Property is modified and energised in the charging year, we may revise the EDCM charges for the modified Designated EHV Property.
Annex 6 - Charges for New or Amended Designated EHV Properties
Southern Electric Power Distribution plc - Effective from 1 April 2027 - Final new or amended designated EHV charges
Effective from date | Import LLFC / DUoS Tariff ID | Import MPANs/MSIDs | Export LLFC / DUoS Tariff ID | Export MPANs/MSIDs | Name | Residual Charging Band | Import Super Red unit charge (p/kWh) | Import fixed charge (p/day) | Import capacity charge (p/kVA/day) | Import exceeded capacity charge (p/kVA/day) | Export Super Red unit charge (p/kWh) | Export fixed charge (p/day) | Export capacity charge (p/kVA/day) | Export exceeded capacity charge (p/kVA/day)
01/04/2027 | IDNO | IDNO | IDNO | IDNO | Tariff 543 | 1 | 0 | 2017.95 | 0.85 | 0.85 | 0 | 8302.44 | 0.05 | 0.05
01/04/2027 | IDNO | IDNO | IDNO | IDNO | Tariff 544 | 1 | 0 | 2054.9 | 0.85 | 0.85 | 0 | 8265.49 | 0.05 | 0.05
01/04/2027 | 847 | 2000050662007 | 928 | 2000050662016 | Tariff 67 | 1 | 0 | 2249.07 | 0.92 | 0.92 | 0 | 678.38 | 0.05 | 0.05
01/04/2027 | TBC | 2000061003526 | TBC | 2000061009012 | Tariff 545 |  | 0 | 2.96 | 1.27 | 1.27 | 0 | 1554.68 | 0.05 | 0.05
01/04/2027 | TBC | 2000061045660 | TBC | 2000061091550 | Tariff 542 |  | 0 | 6647.13 | 1.2 | 1.2 | 0 | 34914.9 | 0.05 | 0.05
01/04/2027 | 731 | 2000056151106 | 742 | 2000056151115 | Tariff 248 |  | 0 | 59.14 | 0.81 | 0.81 | 0 | 96.1 | 0.05 | 0.05
01/04/2027 | IDNO | IDNO | IDNO | IDNO | Tariff 546 |  | 0 | 249.05 | 0.85 | 0.85 | 0 | 249.05 | 0.05 | 0.05
Southern Electric Power Distribution plc - Effective from 1 April 2027 - Final new or amended designated EHV line loss factors
Effective from date | Import LLFC / DUoS Tariff ID | Import MPANs/MSIDs | Export LLFC / DUoS Tariff ID | Export MPANs/MSIDs | Name | Residual Charging Band | Import LLF period 1 | Import LLF period 2 | Import LLF period 3 | Import LLF period 4 | Export LLF period 1 | Export LLF period 2 | Export LLF period 3 | Export LLF period 4

## Annex 7 Pass-Through Costs
Back to Overview
Southern Electric Power Distribution plc - Effective from 1 April 2027 - Final Supplier of Last Resort and Eligible Bad Debt Pass-Through Costs
Tariff name | Open LLFCs / DUoS Tariff IDs / LDNO unique billing identifier | PCs | Supplier of Last Resort Fixed charge adder* p/MPAN/day | Eligible Bad Debt Fixed charge adder** p/MPAN/day
Domestic Aggregated or CT with Residual | 100-111, 154-157, 160-161, 456, Q55 | 0, 1, 2 | 0 | 0
Non-Domestic Aggregated or CT No Residual | H00, H05, H10, H15, H20, H25, H30, H35, H40, H45, H50, H55, H60, H70, H75, H80, Q00, Q56 | 0, 3, 4, 5-8 |  | 0
Non-Domestic Aggregated or CT Band 1 | H01, H06, H11, H16, H21, H26, H31, H36, H41, H46, H51, H56, H61, H71, H76, H81, Q01, Q57 | 0, 3, 4, 5-8 |  | 0
Non-Domestic Aggregated or CT Band 2 | H02, H07, H12, H17, H22, H27, H32, H37, H42, H47, H52, H57, H62, H72, H77, H82, Q02, Q58 | 0, 3, 4, 5-8 |  | 0
Non-Domestic Aggregated or CT Band 3 | H03, H08, H13, H18, H23, H28, H33, H38, H43, H48, H53, H58, H63, H73, H78, H83, Q03, Q59 | 0, 3, 4, 5-8 |  | 0
Non-Domestic Aggregated or CT Band 4 | H04, H09, H14, H19, H24, H29, H34, H39, H44, H49, H54, H59, H64, H74, H79, H84, Q04, Q60 | 0, 3, 4, 5-8 |  | 0
LV Site Specific No Residual | H85 | 0 |  | 0
LV Site Specific Band 1 | H86 | 0 |  | 0
LV Site Specific Band 2 | H87 | 0 |  | 0
LV Site Specific Band 3 | H88 | 0 |  | 0
LV Site Specific Band 4 | H89 | 0 |  | 0
LV Sub Site Specific No Residual | H90 | 0 |  | 0
LV Sub Site Specific Band 1 | H91 | 0 |  | 0
LV Sub Site Specific Band 2 | H92 | 0 |  | 0
LV Sub Site Specific Band 3 | H93 | 0 |  | 0
LV Sub Site Specific Band 4 | H94 | 0 |  | 0
HV Site Specific No Residual | Q45 | 0 |  | 0
HV Site Specific Band 1 | Q46 | 0 |  | 0
HV Site Specific Band 2 | Q47 | 0 |  | 0
HV Site Specific Band 3 | Q48 | 0 |  | 0
HV Site Specific Band 4 | Q49 | 0 |  | 0
LDNO LV: Domestic Aggregated or CT with Residual |  | 0, 1, 2 | 0 | 0
LDNO LV: Non-Domestic Aggregated or CT No Residual |  | 0, 3, 4, 5-8 |  | 0
LDNO LV: Non-Domestic Aggregated or CT Band 1 |  | 0, 3, 4, 5-8 |  | 0
LDNO LV: Non-Domestic Aggregated or CT Band 2 |  | 0, 3, 4, 5-8 |  | 0
LDNO LV: Non-Domestic Aggregated or CT Band 3 |  | 0, 3, 4, 5-8 |  | 0
LDNO LV: Non-Domestic Aggregated or CT Band 4 |  | 0, 3, 4, 5-8 |  | 0
LDNO LV: LV Site Specific No Residual |  | 0 |  | 0
LDNO LV: LV Site Specific Band 1 |  | 0 |  | 0
LDNO LV: LV Site Specific Band 2 |  | 0 |  | 0
LDNO LV: LV Site Specific Band 3 |  | 0 |  | 0
LDNO LV: LV Site Specific Band 4 |  | 0 |  | 0
LDNO HV: Domestic Aggregated or CT with Residual |  | 0, 1, 2 | 0 | 0
LDNO HV: Non-Domestic Aggregated or CT No Residual |  | 0, 3, 4, 5-8 |  | 0
LDNO HV: Non-Domestic Aggregated or CT Band 1 |  | 0, 3, 4, 5-8 |  | 0
LDNO HV: Non-Domestic Aggregated or CT Band 2 |  | 0, 3, 4, 5-8 |  | 0
LDNO HV: Non-Domestic Aggregated or CT Band 3 |  | 0, 3, 4, 5-8 |  | 0
LDNO HV: Non-Domestic Aggregated or CT Band 4 |  | 0, 3, 4, 5-8 |  | 0
LDNO HV: LV Site Specific No Residual |  | 0 |  | 0
LDNO HV: LV Site Specific Band 1 |  | 0 |  | 0
LDNO HV: LV Site Specific Band 2 |  | 0 |  | 0
LDNO HV: LV Site Specific Band 3 |  | 0 |  | 0
LDNO HV: LV Site Specific Band 4 |  | 0 |  | 0
LDNO HV: LV Sub Site Specific No Residual |  | 0 |  | 0
LDNO HV: LV Sub Site Specific Band 1 |  | 0 |  | 0
LDNO HV: LV Sub Site Specific Band 2 |  | 0 |  | 0
LDNO HV: LV Sub Site Specific Band 3 |  | 0 |  | 0
LDNO HV: LV Sub Site Specific Band 4 |  | 0 |  | 0
LDNO HV: HV Site Specific No Residual |  | 0 |  | 0
LDNO HV: HV Site Specific Band 1 |  | 0 |  | 0
LDNO HV: HV Site Specific Band 2 |  | 0 |  | 0
LDNO HV: HV Site Specific Band 3 |  | 0 |  | 0
LDNO HV: HV Site Specific Band 4 |  | 0 |  | 0
LDNO HVplus: Domestic Aggregated or CT with Residual |  | 0, 1, 2 | 0 | 0
LDNO HVplus: Non-Domestic Aggregated or CT No Residual |  | 0, 3, 4, 5-8 |  | 0
LDNO HVplus: Non-Domestic Aggregated or CT Band 1 |  | 0, 3, 4, 5-8 |  | 0
LDNO HVplus: Non-Domestic Aggregated or CT Band 2 |  | 0, 3, 4, 5-8 |  | 0
LDNO HVplus: Non-Domestic Aggregated or CT Band 3 |  | 0, 3, 4, 5-8 |  | 0
LDNO HVplus: Non-Domestic Aggregated or CT Band 4 |  | 0, 3, 4, 5-8 |  | 0
LDNO HVplus: LV Site Specific No Residual |  | 0 |  | 0
LDNO HVplus: LV Site Specific Band 1 |  | 0 |  | 0
LDNO HVplus: LV Site Specific Band 2 |  | 0 |  | 0
LDNO HVplus: LV Site Specific Band 3 |  | 0 |  | 0
LDNO HVplus: LV Site Specific Band 4 |  | 0 |  | 0
LDNO HVplus: LV Sub Site Specific No Residual |  | 0 |  | 0
LDNO HVplus: LV Sub Site Specific Band 1 |  | 0 |  | 0
LDNO HVplus: LV Sub Site Specific Band 2 |  | 0 |  | 0
LDNO HVplus: LV Sub Site Specific Band 3 |  | 0 |  | 0
LDNO HVplus: LV Sub Site Specific Band 4 |  | 0 |  | 0
LDNO HVplus: HV Site Specific No Residual |  | 0 |  | 0
LDNO HVplus: HV Site Specific Band 1 |  | 0 |  | 0
LDNO HVplus: HV Site Specific Band 2 |  | 0 |  | 0
LDNO HVplus: HV Site Specific Band 3 |  | 0 |  | 0
LDNO HVplus: HV Site Specific Band 4 |  | 0 |  | 0
LDNO EHV: Domestic Aggregated or CT with Residual |  | 0, 1, 2 | 0 | 0
LDNO EHV: Non-Domestic Aggregated or CT No Residual |  | 0, 3, 4, 5-8 |  | 0
LDNO EHV: Non-Domestic Aggregated or CT Band 1 |  | 0, 3, 4, 5-8 |  | 0
LDNO EHV: Non-Domestic Aggregated or CT Band 2 |  | 0, 3, 4, 5-8 |  | 0
LDNO EHV: Non-Domestic Aggregated or CT Band 3 |  | 0, 3, 4, 5-8 |  | 0
LDNO EHV: Non-Domestic Aggregated or CT Band 4 |  | 0, 3, 4, 5-8 |  | 0
LDNO EHV: LV Site Specific No Residual |  | 0 |  | 0
LDNO EHV: LV Site Specific Band 1 |  | 0 |  | 0
LDNO EHV: LV Site Specific Band 2 |  | 0 |  | 0
LDNO EHV: LV Site Specific Band 3 |  | 0 |  | 0
LDNO EHV: LV Site Specific Band 4 |  | 0 |  | 0
LDNO EHV: LV Sub Site Specific No Residual |  | 0 |  | 0
LDNO EHV: LV Sub Site Specific Band 1 |  | 0 |  | 0
LDNO EHV: LV Sub Site Specific Band 2 |  | 0 |  | 0
LDNO EHV: LV Sub Site Specific Band 3 |  | 0 |  | 0
LDNO EHV: LV Sub Site Specific Band 4 |  | 0 |  | 0
LDNO EHV: HV Site Specific No Residual |  | 0 |  | 0
LDNO EHV: HV Site Specific Band 1 |  | 0 |  | 0
LDNO EHV: HV Site Specific Band 2 |  | 0 |  | 0
LDNO EHV: HV Site Specific Band 3 |  | 0 |  | 0
LDNO EHV: HV Site Specific Band 4 |  | 0 |  | 0
LDNO 132kV/EHV: Domestic Aggregated or CT with Residual |  | 0, 1, 2 | 0 | 0
LDNO 132kV/EHV: Non-Domestic Aggregated or CT No Residual |  | 0, 3, 4, 5-8 |  | 0
LDNO 132kV/EHV: Non-Domestic Aggregated or CT Band 1 |  | 0, 3, 4, 5-8 |  | 0
LDNO 132kV/EHV: Non-Domestic Aggregated or CT Band 2 |  | 0, 3, 4, 5-8 |  | 0
LDNO 132kV/EHV: Non-Domestic Aggregated or CT Band 3 |  | 0, 3, 4, 5-8 |  | 0
LDNO 132kV/EHV: Non-Domestic Aggregated or CT Band 4 |  | 0, 3, 4, 5-8 |  | 0
LDNO 132kV/EHV: LV Site Specific No Residual |  | 0 |  | 0
LDNO 132kV/EHV: LV Site Specific Band 1 |  | 0 |  | 0
LDNO 132kV/EHV: LV Site Specific Band 2 |  | 0 |  | 0
LDNO 132kV/EHV: LV Site Specific Band 3 |  | 0 |  | 0
LDNO 132kV/EHV: LV Site Specific Band 4 |  | 0 |  | 0
LDNO 132kV/EHV: LV Sub Site Specific No Residual |  | 0 |  | 0
LDNO 132kV/EHV: LV Sub Site Specific Band 1 |  | 0 |  | 0
LDNO 132kV/EHV: LV Sub Site Specific Band 2 |  | 0 |  | 0
LDNO 132kV/EHV: LV Sub Site Specific Band 3 |  | 0 |  | 0
LDNO 132kV/EHV: LV Sub Site Specific Band 4 |  | 0 |  | 0
LDNO 132kV/EHV: HV Site Specific No Residual |  | 0 |  | 0
LDNO 132kV/EHV: HV Site Specific Band 1 |  | 0 |  | 0
LDNO 132kV/EHV: HV Site Specific Band 2 |  | 0 |  | 0
LDNO 132kV/EHV: HV Site Specific Band 3 |  | 0 |  | 0
LDNO 132kV/EHV: HV Site Specific Band 4 |  | 0 |  | 0
LDNO 132kV: Domestic Aggregated or CT with Residual |  | 0, 1, 2 | 0 | 0
LDNO 132kV: Non-Domestic Aggregated or CT No Residual |  | 0, 3, 4, 5-8 |  | 0
LDNO 132kV: Non-Domestic Aggregated or CT Band 1 |  | 0, 3, 4, 5-8 |  | 0
LDNO 132kV: Non-Domestic Aggregated or CT Band 2 |  | 0, 3, 4, 5-8 |  | 0
LDNO 132kV: Non-Domestic Aggregated or CT Band 3 |  | 0, 3, 4, 5-8 |  | 0
LDNO 132kV: Non-Domestic Aggregated or CT Band 4 |  | 0, 3, 4, 5-8 |  | 0
LDNO 132kV: LV Site Specific No Residual |  | 0 |  | 0
LDNO 132kV: LV Site Specific Band 1 |  | 0 |  | 0
LDNO 132kV: LV Site Specific Band 2 |  | 0 |  | 0
LDNO 132kV: LV Site Specific Band 3 |  | 0 |  | 0
LDNO 132kV: LV Site Specific Band 4 |  | 0 |  | 0
LDNO 132kV: LV Sub Site Specific No Residual |  | 0 |  | 0
LDNO 132kV: LV Sub Site Specific Band 1 |  | 0 |  | 0
LDNO 132kV: LV Sub Site Specific Band 2 |  | 0 |  | 0
LDNO 132kV: LV Sub Site Specific Band 3 |  | 0 |  | 0
LDNO 132kV: LV Sub Site Specific Band 4 |  | 0 |  | 0
LDNO 132kV: HV Site Specific No Residual |  | 0 |  | 0
LDNO 132kV: HV Site Specific Band 1 |  | 0 |  | 0
LDNO 132kV: HV Site Specific Band 2 |  | 0 |  | 0
LDNO 132kV: HV Site Specific Band 3 |  | 0 |  | 0
LDNO 132kV: HV Site Specific Band 4 |  | 0 |  | 0
LDNO 0000: Domestic Aggregated or CT with Residual |  | 0, 1, 2 | 0 | 0
LDNO 0000: Non-Domestic Aggregated or CT No Residual |  | 0, 3, 4, 5-8 |  | 0
LDNO 0000: Non-Domestic Aggregated or CT Band 1 |  | 0, 3, 4, 5-8 |  | 0
LDNO 0000: Non-Domestic Aggregated or CT Band 2 |  | 0, 3, 4, 5-8 |  | 0
LDNO 0000: Non-Domestic Aggregated or CT Band 3 |  | 0, 3, 4, 5-8 |  | 0
LDNO 0000: Non-Domestic Aggregated or CT Band 4 |  | 0, 3, 4, 5-8 |  | 0
LDNO 0000: LV Site Specific No Residual |  | 0 |  | 0
LDNO 0000: LV Site Specific Band 1 |  | 0 |  | 0
LDNO 0000: LV Site Specific Band 2 |  | 0 |  | 0
LDNO 0000: LV Site Specific Band 3 |  | 0 |  | 0
LDNO 0000: LV Site Specific Band 4 |  | 0 |  | 0
LDNO 0000: LV Sub Site Specific No Residual |  | 0 |  | 0
LDNO 0000: LV Sub Site Specific Band 1 |  | 0 |  | 0
LDNO 0000: LV Sub Site Specific Band 2 |  | 0 |  | 0
LDNO 0000: LV Sub Site Specific Band 3 |  | 0 |  | 0
LDNO 0000: LV Sub Site Specific Band 4 |  | 0 |  | 0
LDNO 0000: HV Site Specific No Residual |  | 0 |  | 0
LDNO 0000: HV Site Specific Band 1 |  | 0 |  | 0
LDNO 0000: HV Site Specific Band 2 |  | 0 |  | 0
LDNO 0000: HV Site Specific Band 3 |  | 0 |  | 0
LDNO 0000: HV Site Specific Band 4 |  | 0 |  | 0
*Supplier of Last Resort pass-through costs allocated to all domestic tariffs with a fixed charge (including LDNO)
**Eligible Bad Debt pass-through costs allocated to all metered demand tariffs (including LDNO)

## Nodal prices
Back to Overview
Southern Electric Power Distribution plc - Effective from 1 April 2027 - Final Nodal/Zonal charges
Node/Zone ID | Geographical name | Local charge 1 £/kVA | Remote charge 1 £/kVA
1 | Melksham | 0.6 | 0
2 | Mannington | 0 | 0
3 | Fleet & Bramley | 2.167 | 0
4 | Amersham | 0 | 0
5 | Bramley (ANDO & THAT) | 0 | 0
6 | Axminster | 0.55 | 0
7 | Bramley (BASI) | 0.24 | 0
8 | Minety | 0 | 0
9 | Fawley & Nursling | 0 | 0
10 | Botley Wood | 0 | 0
11 | Iver 132 | 0 | 0
12 | Lovedean A2 | 0 | 0
13 | Cowley126 | 1.608 | 0
14 | Cowley34 | 3.626 | 0
15 | Laleham | 0 | 0
16 | Lovedean A1 | 0 | 0
17 | Chickerell | 0 | 0
18 | Ealing | 0 | 0
19 | Willesden | 0 | 0
20 | North Hyde | 0 | 0
21 | Iver 66 | 0 | 0
22 | GSP:NHYD-SN2 66.000 | 0 | 0
27 | East Claydon12 | 0 | 0
28 | East Claydon34 | 0 | 0
29 | East Claydon GSP | 0 | 0
30 | GSPHYB:Axminster & Chickerell | 0.259 | 0
31 | Shaftesbury | 0 | 0
32 | Wokingham | 0 | 2.167
44 | Alton | 0 | 2.167
45 | Aldershot | 0 | 2.167
49 | Amesbury | 0 | 0
50 | Andover | 3.266 | 0.6
51 | Chichester & Hunston | 0 | 0
52 | Arnewood | 0 | 0
55 | Basingstoke A1MTA A2MTA 60's | 0 | 3.019
56 | Basingstoke A1MTB A2MTB 90's | 0 | 3.019
57 | Basingstoke A3MT A4MT 90's | 0 | 3.019
60 | Witney & Yarnton | 0 | 1.608
61 | Cirencester | 0 | 0
62 | Bournemouth | 0 | 0
63 | Botley Wood 2x90MVA | 0 | 0
64 | Bracknell Reserve | 0 | 2.167
65 | Bracknell Main | 0 | 2.167
70 | Burghfield Main | 0 | 2.167
71 | Camberley Main Bar | 0 | 2.167
72 | Camberley Reserve Bar | 1.783 | 2.167
73 | Chalvey | 0 | 0
74 | Chippenham | 0 | 0.6
75 | Christchurch | 0 | 0
76 | Cowley 2x90MVA | 0 | 1.608
77 | Cowley 2x45MVA | 0 | 1.608
78 | Cowes & Wootton Common | 0 | 0
84 | Coxmoor Wood | 1.887 | 2.167
85 | Denham | 0 | 0
86 | Drayton | 0 | 3.626
87 | East Bedfont 22 & 11 kV | 0 | 0
89 | Swindon | 0 | 0
90 | Fareham 2x90MVA | 0 | 0
91 | Fareham 2x60MVA | 0 | 0
94 | Fernhurst | 0 | 2.167
101 | Frome | 0 | 0.6
102 | Fort Widley | 0 | 0
103 | Poole | 0 | 0
104 | Havant | 0 | 0
105 | Headington | 0 | 1.608
108 | High Wycombe | 0 | 1.608
112 | BSP:WHYD-C 33.000 | 0 | 0
117 | Langley | 0 | 0
118 | Longford | 0 | 0
119 | Loudwater | 0 | 0
120 | Lytchett | 0 | 0
121 | Maidenhead | 0 | 2.167
122 | Mannington 3x60MVA | 1.625 | 0
126 | BSP:WLBS-C 33.000 | 0 | 0.6
130 | BSP:MIES-C 33.000 | 0 | 0
131 | Netley Common | 0 | 0
132 | Norrington | 0 | 0.6
135 | Osney | 0 | 3.626
136 | Portsmouth | 0 | 0
137 | Pyestock & Cody Park | 0 | 2.167
138 | RAE Farnborough | 0 | 2.167
139 | Reading | 1.43 | 2.167
140 | Reading Town | 0 | 2.167
141 | Redhill | 0 | 0
142 | Rownhams | 2.843 | 0
144 | Salisbury | 1.115 | 0
145 | Southampton 2x60MVA | 0 | 0
146 | Southampton 2x90MVA | 0 | 0
147 | Slough & Slough South | 0 | 0
148 | Cippenham | 0 | 0
149 | Staines 1 | 0 | 0
150 | Staines 2 | 0 | 0
151 | Stratton 2x90MVA | 0 | 0
152 | Stratton 2x60MVA | 0 | 0
155 | Thatcham | 0 | 0
157 | Toothill | 0 | 0
159 | Upton | 0 | 0
161 | Velmore | 2.422 | 0
162 | Wareham | 0 | 0
164 | West Grafton | 0 | 0.6
166 | Winchester | 0 | 0
167 | Wymering | 0 | 0
168 | Yeovil | 0 | 0.55
169 | Chickerell 2x90MVA | 0 | 0
192 | Bicester North | 0 | 0
193 | Burghfield Reserve | 0 | 2.167
194 | Heathrow North | 0 | 0
195 | BSP:NHYD-C7 25.000 | 0 | 0
196 | North Hyde 22kV | 0 | 0
197 | Acton Lane | 0 | 0
198 | Ealing 22kV | 1.81 | 0
199 | North Hyde 33kV | 0 | 0
200 | HYB:Chippenham & Norrington | 0 | 0.6
201 | HYB:Yeovil & Chickerell 2x90MVA | 0 | 0.259
202 | ALRE-E 11.000 | 0 | 2.167
203 | ALTL-E1 11.000 | 0 | 2.167
204 | ALTL-E2 11.000 | 0 | 2.167
206 | ARGR-E 11.000 | 0 | 0
207 | ASHR-E 11.000 | 0 | 0
209 | BILS-E 11.000 | 0 | 0
211 | BIRD-E 11.000 | 0 | 0
212 | BLED-E 11.000 | 0 | 1.608
214 | BOCF-E 11.000 | 0 | 0
215 | BORD-E 11.000 | 0 | 2.167
216 | PRPB-E 11.000 | 0 | 2.167
219 | PEAF-E 11.000 | 0 | 2.167
220 | BURF-E 11.000 | 0 | 1.608
221 | HUMG-E 11.000 | 0 | 2.167
222 | CART-E 11.000 | 0 | 1.608
223 | CHAR-E 11.000 | 0 | 1.608
224 | CHHE-E2 11.000 | 0 | 0
225 | DONN-E 11.000 | 0 | 0
226 | CHIN-E 11.000 | 0 | 1.608
229 | CIRT-E 11.000 | 0 | 0
230 | CRIC-E 11.000 | 0 | 0
231 | CULH-E1 11.000 | 0 | 3.626
232 | CULJ-E 11.000 | 0 | 3.626
233 | DEDD-E 11.000 | 0 | 1.608
234 | DIDC-E1 11.000 | 0 | 3.626
235 | DIDC-E2 11.000 | 0 | 3.626
236 | EBED-E 11.000 | 4.354 | 0
237 | ESSO-E1 11.800 | 0 | 0
238 | ESSO-E2 11.800 | 0 | 0
239 | ESSO-E3 12.500 | 0 | 0
240 | EYNS-E 11.000 | 0 | 1.608
241 | FAIR-E 11.000 | 0 | 0
245 | STRU-E 11.000 | 0 | 0
247 | FAWN-E1 11.000 | 0 | 0
248 | FAWN-E3 11.000 | 0 | 0
249 | FAWN-E4 11.000 | 0 | 0
250 | FAWN-E5 11.000 | 0 | 0
251 | FAWS-E1 11.000 | 0 | 0
252 | FAWS-E3 11.000 | 0 | 0
253 | FAWS-E4 11.000 | 0 | 0
254 | FAWC-E1 11.000 | 0 | 0
255 | FIVO-E 11.000 | 0 | 2.167
256 | STSE-E 11.000 | 0 | 0.6
257 | FYFI-E 11.000 | 0 | 1.608
258 | HABO-E 11.000 | 0 | 2.167
259 | BILL-E 11.000 | 0 | 0
260 | HARS-E1 11.000 | 0 | 3.626
261 | HARS-E2 11.000 | 0 | 3.626
262 | HARW-E1 11.000 | 0 | 3.626
263 | HASL-E 11.000 | 0 | 2.167
265 | HERR-E 11.000 | 0 | 2.167
266 | KEMB-E 11.000 | 0 | 0
269 | KIDD-E 11.000 | 0 | 1.608
270 | LABU-E 11.000 | 0 | 2.167
271 | LANC-E 11.000 | 0 | 2.167
272 | LEAF-E 11.000 | 0 | 1.608
273 | LOVR-E 11.000 | 0 | 1.608
274 | LYNC-E 11.000 | 0 | 0
275 | BPEF-E 11.000 | 0 | 0
276 | MANR-E 11.000 | 0 | 0
277 | MARK-E 11.000 | 0 | 0
278 | MAWO-E 11.000 | 0 | 0
279 | MIDH-E 11.000 | 0 | 2.167
280 | MINV-E 11.000 | 0 | 0
282 | NLEA-E 11.000 | 0 | 0
284 | PETE-E 11.000 | 0 | 2.167
285 | PLAI-E 11.000 | 0 | 2.167
286 | PORP-E 11.000 | 0 | 0
287 | PREC-E 11.000 | 0 | 2.167
288 | PYES-E 11.000 | 0 | 2.167
289 | PYES-E1 11.000 | 0 | 2.167
290 | COEP-E1 11.000 | 0 | 2.167
291 | BRAL-E1 11.000 | 0 | 2.167
292 | REAU-E 11.000 | 0 | 3.597
293 | RISS-E 11.000 | 0 | 1.608
295 | ROSG-E 11.000 | 0 | 0
299 | SBER-E 11.000 | 0 | 0
302 | SELS-E 11.000 | 0 | 0
303 | BURG-E1 11.000 | 0 | 2.167
304 | SHIO-E 11.000 | 0 | 0
308 | SLTE-12 11.000 | 0 | 0
309 | STLA-E 11.000 | 0 | 1.608
310 | SWIN-E 11.000 | 0 | 0
311 | GALI-E 11.000 | 0 | 0
312 | TRAE-E 11.000 | 0 | 0
316 | WHWA-E 11.000 | 0 | 0
317 | WILS-E 11.000 | 0 | 2.167
318 | WINH-E1 11.000 | 0 | 0
319 | WINP-E 11.000 | 0 | 1.608
320 | WITT-E 11.000 | 0 | 1.608
321 | WOOB-E 11.000 | 0 | 0
322 | ALLD-E 11.000 | 0 | 0
324 | WYTC-E 11.000 | 0 | 0
325 | YARN-E 11.000 | 0 | 1.608
326 | WOOD-E 11.000 | 0 | 1.608
327 | CHIC-E2 11.000 | 0 | 0
340 | ANDO-E 11.000 | 0 | 3.867
341 | ANDE-E 11.000 | 0 | 3.867
342 | ANDT-E 11.000 | 0 | 3.867
343 | BARS-E 11.000 | 0 | 3.867
344 | HURT-E 11.000 | 0 | 3.867
345 | MIDW-E 11.000 | 0 | 3.867
346 | POWA-E 11.000 | 0 | 3.867
347 | THRU-E 11.000 | 0 | 3.867
348 | WHIT-E 11.000 | 0 | 3.867
351 | WHER-E 11.000 | 0 | 3.867
352 | ALDE-E 11.000 | 0 | 0.6
353 | BROM-E 11.000 | 0 | 0.6
354 | CALN-E 11.000 | 0 | 0.6
355 | COCK-E 11.000 | 0 | 0.6
356 | LYNE-E 11.000 | 0 | 0.6
357 | MALM-E 11.000 | 0 | 0.6
358 | ROWD-E 11.000 | 0 | 0.6
359 | SUTB-E 11.000 | 0 | 0.6
360 | TETB-E 11.000 | 0 | 0.6
361 | YATK-E 11.000 | 0 | 0.6
362 | CHIP-E 11.000 | 0 | 0.6
363 | WYKR-E 11.000 | 0 | 0
367 | BRUT-E 11.000 | 0 | 0.6
368 | CODF-E 11.000 | 0 | 0.6
369 | CROC-E 11.000 | 0 | 0.6
370 | FROM-E1 11.000 | 0 | 0.6
371 | HOLW-E 11.000 | 0 | 0.6
372 | WARM-E 11.000 | 0 | 0.6
373 | WBUR-E 11.000 | 0 | 0.6
374 | HAWK-E 11.000 | 0 | 0.6
375 | FROM-E2 11.000 | 0 | 0.6
380 | BRHA-E0 11.000 | 0 | 0.6
381 | ASHP-E 11.000 | 0 | 0.6
382 | STAD-E 11.000 | 0 | 0.6
383 | BRAA-E 11.000 | 0 | 0.6
384 | AVOR-E 11.000 | 0 | 0.6
385 | MELT-E 11.000 | 0 | 0.6
386 | TROT-E 11.000 | 0 | 0.6
387 | CORS-E 11.000 | 0 | 0.6
388 | DEVI-E 11.000 | 0 | 0.6
389 | EASE-E 11.000 | 0 | 0.6
390 | SPPE-E 11.000 | 0 | 0.6
391 | SPQW-EM1 11.000 | 0 | 0.6
397 | WWER-E 11.000 | 0 | 0.6
400 | BLAB-E 11.000 | 0 | 0
401 | FARI-E 11.000 | 0 | 0
402 | LECH-E 11.000 | 0 | 0
403 | SHVE-E 11.000 | 0 | 0
404 | STAF-E 11.000 | 0 | 0
405 | PRSS-E1 11.000 | 0 | 0
406 | PRSS-E2 11.000 | 0 | 0
407 | DORS-E 11.000 | 0 | 0
408 | DRAW-E 11.000 | 0 | 0
409 | HOND-E 11.000 | 0 | 0
410 | STRA-E 11.000 | 0 | 0
411 | PAKN-E 11.000 | 0 | 0
412 | PLES-E 11.000 | 0 | 0
417 | TOOT-E 11.000 | 0 | 0
418 | CHIE-E 11.000 | 0 | 0
419 | QUAR-E 11.000 | 0 | 0
421 | MARS-E 11.000 | 0 | 0.6
422 | PEWS-E1 11.000 | 0 | 0
423 | RAMS-E 11.000 | 0 | 0.6
424 | TIDW-E 11.000 | 0 | 0.6
425 | WGRV-E 11.000 | 0 | 0.6
426 | BOWE-E 11.000 | 0 | 0
427 | WYCM-E1 11.000 | 0 | 0
428 | FLAH-E 11.000 | 0 | 0
429 | WELE-E 11.000 | 0 | 0
430 | BERI-E 11.000 | 0 | 1.608
431 | KENN-E 11.000 | 0 | 1.608
432 | PRSC-E 11.000 | 0 | 1.608
433 | COLO-E 11.000 | 0 | 1.608
434 | ROSH-E 11.000 | 0 | 1.608
435 | UNIS-E2 11.000 | 0 | 1.608
436 | WALL-E 11.000 | 0 | 1.608
437 | CHOL-E 11.000 | 0 | 3.626
438 | FULS-E 11.000 | 0 | 3.626
439 | GROV-E 11.000 | 0 | 3.626
440 | WANT-E 11.000 | 0 | 3.626
441 | WINL-E 11.000 | 0 | 3.626
442 | SUTC-E 11.000 | 0 | 3.626
443 | MILT-E 11.000 | 0 | 3.626
445 | ARNC-E 11.000 | 10.088 | 1.608
446 | BICE-E1 11.000 | 0 | 0
447 | COTT-E 11.000 | 0 | 0
448 | OLDR-E 11.000 | 0 | 1.608
449 | UPPH-E 11.000 | 0 | 0
450 | WHEA-E 11.000 | 0 | 1.608
451 | HEAD-E 11.000 | 0 | 1.608
452 | SHPV-E 11.000 | 0 | 0
453 | ARDLEYGEN-E 11.000 | 0 | 0
455 | CHIS-E 11.000 | 0 | 1.608
456 | NUFF-E 11.000 | 0 | 1.608
457 | STOK-E 11.000 | 0 | 1.608
458 | WATL-E 11.000 | 0 | 1.608
459 | FRYL-E 11.000 | 0 | 1.608
460 | HIGW-E 11.000 | 0 | 1.608
461 | HIWT-E 11.000 | 0 | 1.608
462 | LITM-E 11.000 | 0 | 1.608
463 | FRER-E 11.000 | 0 | 3.626
464 | STEB-E 11.000 | 0 | 3.626
465 | WOOR-E 11.000 | 0 | 3.626
466 | NHIN-E 11.000 | 0 | 3.626
467 | OSNE-E 11.000 | 0 | 3.626
468 | UNIP-E 11.000 | 0 | 3.626
469 | FARR-E1 11.000 | 0 | 0
470 | TAPL-E 11.000 | 0 | 0
471 | PETA-E 11.000 | 0 | 0
472 | CHAL-E 11.000 | 0 | 0
473 | CLAR-E 11.000 | 0 | 0
474 | BRWR-E 11.000 | 0 | 2.167
475 | FARR-E2 11.000 | 0 | 0
476 | BRDW-E 11.000 | 0 | 0
477 | POYL-E 11.000 | 0 | 0
478 | LAKE-E 11.000 | 0 | 0
479 | CAUS-E 11.000 | 0 | 0
480 | STAN-E 11.000 | 0 | 0
481 | EGHA-E 11.000 | 0 | 0
482 | SUNX-E 11.000 | 0 | 0
483 | SIDR-E 11.000 | 0 | 0
484 | SUNX-E2 11.000 | 0 | 0
485 | BEEN-E 11.000 | 0 | 0
486 | COUR-E 11.000 | 0 | 2.167
487 | KENH-E 11.000 | 0 | 2.167
488 | MORT-E 11.000 | 0 | 2.167
489 | PADW-E 11.000 | 0 | 2.167
490 | PANG-E 11.000 | 0 | 2.167
491 | THEA-E 11.000 | 0 | 2.167
492 | SCOT-E 11.000 | 0 | 2.167
493 | TRAG-E 11.000 | 0 | 2.167
494 | WHIW-E 11.000 | 0 | 2.167
495 | WILR-E 11.000 | 0 | 2.167
496 | WOCO-E 11.000 | 0 | 2.167
497 | GREP-E 11.000 | 0 | 2.167
498 | GORI-E 11.000 | 0 | 2.167
499 | PING-E 11.000 | 0 | 3.597
500 | HUNG-E 11.000 | 0 | 0
501 | KING-E 11.000 | 0 | 0
502 | KINT-E 11.000 | 0 | 0
503 | LAMB-E 11.000 | 0 | 0
504 | LECK-E 11.000 | 0 | 0
505 | LOVL-E 11.000 | 0 | 0
506 | RIVE-E 11.000 | 0 | 0
507 | STJO-E 11.000 | 0 | 0
508 | TADL-E 11.000 | 0 | 0
509 | THAT-E 11.000 | 0 | 0
510 | YATT-E 11.000 | 0 | 0
511 | BALH-E 11.000 | 0 | 0
512 | GREC-E 11.000 | 0 | 0
513 | LAKR-E 11.000 | 0 | 0
514 | CAVE-E 11.000 | 0 | 2.167
515 | LITH-E 11.000 | 0 | 3.597
516 | REAT-E1 11.000 | 0 | 2.167
517 | REAT-E2 11.000 | 0 | 2.167
518 | TMAL-E 11.000 | 0 | 2.167
519 | KIDE-E 11.000 | 0 | 3.597
520 | NORA-E 11.000 | 0 | 3.597
521 | READ-E 11.000 | 0 | 3.597
522 | SILS-E 11.000 | 0 | 3.597
523 | TWYF-E 11.000 | 0 | 3.597
524 | HENL-E 11.000 | 0 | 3.597
525 | TONG-E 11.000 | 0 | 2.167
526 | FARN-E 11.000 | 0 | 2.167
527 | HIND-E 11.000 | 0 | 2.167
528 | MILF-E 11.000 | 0 | 2.167
529 | GODA-E 11.000 | 0 | 2.167
530 | NORM-E 11.000 | 0 | 2.167
531 | ALSH-E 11.000 | 0 | 2.167
532 | ARBO-E 11.000 | 0 | 3.597
533 | AWRE-E 11.000 | 0 | 3.019
534 | BASI-E 11.000 | 0 | 3.019
535 | BRAG-E 11.000 | 0 | 3.019
536 | BROS-E 11.000 | 0 | 3.019
537 | DOWG-E 11.000 | 0 | 3.019
538 | HOOK-E 11.000 | 0 | 4.055
539 | HOUN-E1 11.000 | 0 | 3.019
540 | OAKR-E 11.000 | 0 | 3.019
541 | OVER-E 11.000 | 0 | 3.019
542 | CHNM-E 11.000 | 0 | 3.019
543 | JAYC-E 11.000 | 0 | 3.019
546 | ASCO-E 11.000 | 0 | 2.167
547 | BAGS-E 11.000 | 0 | 2.167
548 | BRKN-E 11.000 | 0 | 2.167
549 | CHOB-E 11.000 | 0 | 2.167
550 | EHAM-E 11.000 | 0 | 2.167
551 | ELMR-E 11.000 | 0 | 2.167
552 | MVEE-E 11.000 | 0 | 2.167
553 | SUNN-E 11.000 | 0 | 2.167
554 | WARF-E 11.000 | 0 | 2.167
555 | WOKI-E 11.000 | 0 | 2.167
556 | CAMB-E 11.000 | 0 | 2.167
557 | COVE-E 11.000 | 0 | 3.951
558 | FABO-E 11.000 | 0 | 3.951
559 | FRIM-E 11.000 | 0 | 3.951
560 | KINR-E 11.000 | 0 | 2.167
561 | QUEE-E 11.000 | 0 | 3.951
562 | SAND-E 11.000 | 0 | 3.951
563 | CROW-E 11.000 | 0 | 2.167
564 | HAWL-E 11.000 | 0 | 4.055
565 | COXW-E 11.000 | 0 | 4.055
566 | CROO-E 11.000 | 0 | 4.055
567 | HITL-E 11.000 | 0 | 4.055
568 | WREC-E 11.000 | 0 | 4.055
569 | FARA-E 11.000 | 0 | 4.055
572 | MAID-E 11.000 | 0 | 2.167
573 | CORD-E 11.000 | 0 | 2.167
574 | KNOH-E 11.000 | 0 | 2.167
575 | TEMF-E 11.000 | 0 | 2.167
576 | PARG-E 11.000 | 0 | 0
577 | WHLE-E 11.000 | 0 | 0
578 | HOEF-E 11.000 | 0 | 0
579 | WEND-E 11.000 | 0 | 0
580 | NFAR-E2 11.000 | 0 | 0
581 | PLET-E1 11.000 | 0 | 0
582 | TITC-E 11.000 | 0 | 0
583 | LEOS-E 11.000 | 0 | 0
584 | ZETR-E 11.000 | 0 | 0
585 | ROWP-E 11.000 | 0 | 0
586 | BRHU-E1 11.000 | 0 | 0
587 | PLTG-E 11.000 | 0 | 0
589 | MEYR-E 11.000 | 0 | 0
590 | LEIP-E 11.000 | 0 | 0
591 | EMSW-E 11.000 | 0 | 0
592 | GABH-E 11.000 | 0 | 0
593 | BROC-E 11.000 | 0 | 0
594 | HORN-E 11.000 | 0 | 0
596 | GRES-E 11.000 | 0 | 0
597 | FRAP-E 11.000 | 0 | 0
598 | EAST-E 11.000 | 0 | 0
599 | BRAR-E 11.000 | 0 | 0
600 | WATE-E 11.000 | 0 | 0
601 | FARL-E 11.000 | 0 | 0
602 | PURB-E 11.000 | 0 | 0
603 | HILS-E 11.000 | 0 | 0
604 | COLP-E 11.000 | 0 | 0
605 | POCH-E 11.000 | 0 | 0
606 | WYME-E1 11.000 | 0 | 0
607 | WYME-E2 11.000 | 0 | 0
608 | GAMR-E 11.000 | 0 | 0
609 | HILI-EG 11.000 | 0 | 0
610 | LANG-E 11.000 | 0 | 0
611 | BUTA-E 11.000 | 0 | 0
612 | BISH-E2 11.000 | 0 | 2.422
613 | NETC-E 11.000 | 0 | 0
614 | BISW-E 11.000 | 0 | 0
615 | BITT-E 11.000 | 0 | 0
616 | TOWP-E 11.000 | 0 | 0
617 | WEST-E 11.000 | 0 | 0
618 | HAMB-E 11.000 | 0 | 0
619 | WOOL-E 11.000 | 0 | 0
621 | CHAN-E 11.000 | 0 | 2.422
622 | BASS-E 11.000 | 0 | 2.422
623 | EASN-E 11.000 | 0 | 2.422
624 | VELM-E 11.000 | 0 | 2.422
625 | HEDE-E 11.000 | 0 | 2.422
627 | SOUG-E 11.000 | 0 | 0
628 | REGE-E 11.000 | 0 | 0
629 | BEVV-F1 6.6000 | 0 | 0
630 | WESP-E 11.000 | 0 | 0
631 | SHIR-E 11.000 | 0 | 0
632 | WOML-F 6.6000 | 0 | 0
633 | OLDD-F 6.6000 | 0 | 0
634 | CENB-E 11.000 | 0 | 0
635 | CHAP-F 6.6000 | 0 | 0
636 | SOUS-F 6.6000 | 0 | 0
638 | HAST-E 11.000 | 0 | 0
639 | IBMH-E 11.000 | 0 | 0
640 | STCR-E 11.000 | 0 | 0
641 | GORR-E 11.000 | 0 | 0
642 | DUNB-E 11.000 | 0 | 0
643 | HOUG-E 11.000 | 0 | 0
645 | TOTT-E 11.000 | 0 | 2.843
646 | SILK-E 11.000 | 0 | 2.843
647 | NBAD-E 11.000 | 0 | 2.843
648 | ROMS-E 11.000 | 0 | 2.843
649 | MAYB-E 11.000 | 0 | 2.843
650 | FLET-E 11.000 | 0 | 2.843
651 | LORD-E 11.000 | 0 | 2.843
654 | COWE-E 11.000 | 0 | 0
655 | SHAL-E 11.000 | 0 | 0
656 | FRES-E 11.000 | 0 | 0
657 | NEWP-E 11.000 | 0 | 0
658 | BINS-E 11.000 | 0 | 0
659 | RYDE-E 11.000 | 0 | 0
660 | SADO-E 11.000 | 0 | 0
661 | SHAN-E 11.000 | 0 | 0
662 | VENT-E 11.000 | 0 | 0
663 | ARRN-E 11.000 | 0 | 0
664 | SFPV-E 11.000 | 0 | 0
665 | DFPV-E 11.000 | 0 | 0
666 | HFPV-E 11.000 | 0 | 0
667 | FFPV-E 11.000 | 0 | 0
668 | WCPV-E 11.000 | 0 | 0
669 | SLPV-E 11.000 | 0 | 0
670 | HAMW-E 11.000 | 0 | 0
671 | POLE-E 11.000 | 0 | 0
672 | SBOU-E 11.000 | 0 | 0
673 | BOSE-E 11.000 | 0 | 0
674 | CHRI-E 11.000 | 0 | 0
675 | SOME-E 11.000 | 0 | 0
678 | NEWM-E 11.000 | 0 | 0
679 | HINC-E 11.000 | 0 | 0
680 | LYMI-E 11.000 | 0 | 0
681 | MILS-E 11.000 | 0 | 0
682 | EHOW-E 11.000 | 0 | 0
683 | REHI-E 11.000 | 0 | 0
684 | WINT-E 11.000 | 0 | 0
686 | FEDO-E 11.000 | 0 | 1.625
687 | FOIN-E 11.000 | 0 | 1.625
688 | HINM-E 11.000 | 0 | 1.625
689 | MANN-E 11.000 | 0 | 1.625
690 | MILA-E 11.000 | 0 | 1.625
691 | NEWS-E 11.000 | 0 | 1.625
692 | ROCK-E 11.000 | 0 | 1.625
693 | VERW-E 11.000 | 0 | 1.625
694 | VERW-E1 11.000 | 0 | 1.625
695 | WIMB-E 11.000 | 0 | 1.625
696 | WSTG-E 11.000 | 0 | 1.625
697 | RILG-E 11.000 | 0 | 1.625
701 | BEME-E 11.000 | 0 | 1.115
702 | HOMI-E 11.000 | 0 | 1.115
703 | NETH-E 11.000 | 0 | 1.115
704 | PETF-E 11.000 | 0 | 1.115
705 | RELY-E 11.000 | 0 | 1.115
706 | SALC-E 11.000 | 0 | 1.115
707 | TEFF-E 11.000 | 0 | 1.115
708 | STAP-E 11.000 | 0 | 1.115
710 | ALDN-E 11.000 | 0 | 0
711 | BOUV-E 11.000 | 0 | 0
712 | CENT-E 11.000 | 0 | 0
713 | ELEH-E 11.000 | 0 | 0
714 | PARS-E 11.000 | 0 | 0
715 | PARN-E 11.000 | 0 | 0
716 | WBOU-E 11.000 | 0 | 0
717 | PDCM-E1 11.000 | 0 | 0
718 | SHAF-E 11.000 | 0 | 0
719 | SHRO-E 11.000 | 0 | 0
720 | TARR-E 11.000 | 0 | 0
721 | GSTM-E 11.000 | 0 | 0
722 | MINC-E 11.000 | 0 | 0
723 | TISB-E 11.000 | 0 | 0
724 | HENS-E 11.000 | 0 | 0.55
725 | WICA-E 11.000 | 0 | 0
726 | BOUR-E 11.000 | 0 | 0
727 | WSTO-E 11.000 | 0 | 0
728 | GILL-E 11.000 | 0 | 0
731 | AADV-E 11.000 | 0 | 0
732 | BOVI-E 11.000 | 0 | 0
733 | WART-E 11.000 | 0 | 0
734 | BUSH-E 11.000 | 0 | 0
735 | SWAN-E 11.000 | 0 | 0
736 | TRLG-E 11.000 | 0 | 0
739 | WIBK-E 11.000 | 0 | 0
740 | CREE-E 11.000 | 0 | 0
741 | CORM-E 11.000 | 0 | 0
742 | BLAN-E 11.000 | 0 | 0
743 | HOLB-E 11.000 | 0 | 0
748 | RATF-E 11.000 | 0 | 0
749 | BOSD-E 11.000 | 0 | 0
750 | PARH-E 11.000 | 0 | 0
751 | ENFO-E 11.000 | 0 | 0
752 | STNG-F 6.6000 | 0 | 0
753 | BULF-F 6.6000 | 0 | 0
754 | TIWD-F 6.6000 | 0 | 0
757 | YEOV-E 11.000 | 0 | 0.55
758 | PULH-E 11.000 | 0 | 0.55
759 | YETM-E 11.000 | 0 | 0.55
760 | SHER-E 11.000 | 0 | 0.55
761 | MILP-E 11.000 | 0 | 0.55
762 | LARK-E 11.000 | 0 | 0.55
763 | CHTC-E 11.000 | 0 | 0.55
764 | SPAR-E 11.000 | 0 | 0.55
765 | DIMM-E 11.000 | 0 | 0.55
766 | WHEN-E1 11.000 | 0 | 0.55
771 | BBCR-E2 11.000 | 0 | 0
772 | BOWLA-E 11.000 | 0 | 0.55
774 | CERA-E 11.000 | 0 | 0
775 | PIDD-E 11.000 | 0 | 0
776 | PUDD-E 11.000 | 0 | 0
777 | MAIN-E 11.000 | 0 | 0.259
778 | CHMI-E 11.000 | 0 | 0
779 | WEYM-E 11.000 | 0 | 0
780 | REDL-E 11.000 | 0 | 0
781 | DORT-E 11.000 | 0 | 0
782 | CHIC-E1 11.000 | 0 | 0
785 | BPPV-E 11.000 | 0 | 0
786 | CANB-E2 11.000 | 0 | 0
787 | HIIN-E 11.000 | 0 | 0
788 | NOHO-E 11.000 | 0 | 0
789 | UXBR-E2 11.000 | 0 | 0
790 | YIEW-E1 11.000 | 0 | 0
791 | YIEW-E2 11.000 | 0 | 0
792 | BEAC-F 6.6000 | 0 | 0
793 | BEAC-F3 6.6000 | 0 | 0
794 | COKL-F 6.6000 | 0 | 0
795 | DENA-F 6.6000 | 0 | 0
796 | GERX-F 6.6000 | 0 | 0
797 | GRAR-FM1 6.6000 | 0 | 0
798 | GRAR-FM2 6.6000 | 0 | 0
799 | HARE-F 6.6000 | 0 | 0
800 | WAPW-G1 3.3000 | 0 | 0
801 | WAPW-G4 11.000 | 0 | 0
802 | SUTL-E 11.000 | 0 | 0
803 | UPTO-E1 11.000 | 0 | 0
804 | HAYE-E1 11.000 | 0 | 0
805 | NHYD-E1 11.000 | 0 | 0
806 | VIFR-E 11.000 | 0 | 0
807 | HEAT-E1 11.000 | 0 | 0
808 | NHYD-E2 11.000 | 0 | 0
809 | BRDE-E 11.000 | 0 | 0
810 | SPRR-FM1 6.6000 | 0 | 0
811 | TGRE-F 6.6000 | 0 | 0
812 | PERI-E 11.000 | 0 | 0
813 | GREE-E2 11.000 | 0 | 0
814 | VOLA-E1 11.000 | 0 | 0
815 | NCANB-E1 11.000 | 0 | 0
820 | PARR-F 6.6000 | 0 | 0
821 | GOLD-F 6.6000 | 0 | 0
822 | LEAP-E 11.000 | 0 | 0
823 | EALI-E1 11.000 | 3.793 | 0
824 | SOUR-E1 11.000 | 0 | 0
825 | COPD-E 11.000 | 0 | 0
826 | IRBR-E 11.000 | 0 | 0
827 | BRIR-E1 11.000 | 0 | 0
828 | BOSM-E 11.000 | 0 | 0
829 | BREN-E1 11.000 | 0 | 1.81
830 | HARL-E 11.000 | 0 | 1.81
831 | DEAG-E 11.000 | 0 | 1.81
832 | NFEL-E 11.000 | 0 | 0
833 | FELT-F1 6.6000 | 0 | 0
834 | FELT-F2 6.6000 | 0 | 0
835 | CHUR-E 11.000 | 5.168 | 0
836 | ASHC-G1 3.3000 | 0 | 0
837 | ASHC-G2 3.3000 | 0 | 0
838 | HOPA-F 6.6000 | 0 | 0
839 | SUNG-E 11.000 | 0 | 0
840 | ASHC-SUB-G 3.3000 | 0 | 0
841 | ASHC-G3 3.3000 | 0 | 0
842 | BRAV-E 11.000 | 0 | 0
843 | CHAS-E 11.000 | 0 | 0
844 | CRES-E 11.000 | 0 | 0
845 | ECHO-E 11.000 | 0 | 0
846 | FOXT-E 11.000 | 0 | 0
847 | GOLF-E 11.000 | 0 | 0
848 | HOTE-E 11.000 | 0 | 0
849 | INDI-E 11.000 | 0 | 0
850 | DELT-E 11.000 | 0 | 0
851 | BICN-E 11.000 | 0 | 0

## SSC unit rate lookup
Back to Overview
Standard Settlement Configuration Id | Standard Settlement Configuration Desc | Common Decode | Change implemented | Date | Comments
3 | 10-hour OP | A/R | Notes updated | 2019-06-10 | Updated to reflect DCP 268 which delinks all tariffs from the TPR bands
4 | 10-hour OP | A/R | Code 1 & 2 changed to A | 2019-06-10 | Updated to reflect DCP 268 which delinks all tariffs from the TPR bands
5 | 10-hour OP + w/e | A/R | Code O changed to A/R | 2019-06-10 | Updated to reflect DCP 268 which delinks all tariffs from the TPR bands
6 | 10.5-hour OP | A/R | Removed TPR | 2019-06-10 | Removed TPR lookup element as this no longer effects which rate to apply
7 | 10.5-hour OP | A/R
8 | 10.5-hour OP | A/R
9 | 10.5-hour OP | A/R
10 | 10.5-hour OP | A/R
11 | 10.5-hour OP | A/R
12 | 10.5-hour OP | A/R
13 | 11 Hour OP | A/R
15 | 11 Hour OP | A/R
16 | 11.5-hour OP | A/R
17 | 11.5-hour OP | A/R
18 | 11.5-hour OP | A/R
19 | 11.5-hour OP | A/R
20 | 11.5-hour OP | A/R
21 | 11.5-hour OP | A/R
22 | 11.5-hour OP | A/R
23 | 11-hour OP | A/R
24 | 11-hour OP | A/R
25 | 11-hour OP | A/R
26 | 11-hour OP | A/R
28 | 11-hour OP | A/R
29 | 11-hour OP | A/R
30 | 11-hour OP | A/R
31 | 11-hour OP | A/R
32 | 11-hour OP | A/R
33 | 11-hour OP | A/R
34 | 11-hour OP | A/R
35 | 11-hour OP | A/R
36 | 11-hour OP | A/R
37 | 11-hour OP | A/R
38 | 11-hour OP | A/R
39 | 11-hour OP | A/R
40 | 11.5-hour OP | A/R
41 | 8.5-hour OP | A/R
42 | 9-hour OP | A/R
43 | 9-hour OP | A/R
44 | 8.5-hour OP | A/R
45 | 11-hour OP + Summer | A/R
46 | 11-hour OP + w/e | A/R
47 | 11-hour OP + w/e & Summer | A/R
48 | 11-hour OP + weekends | A/R
49 | 11.5-hour OP | A/R
50 | 12-hour OP + w/e & Summer | A/R
51 | 12-hour night | A
52 | 12-hour OP | A/R
53 | 12-hour OP | A/R
55 | 12-hour OP | A/R
56 | 12-hour OP | A/R
57 | 12-hour OP | A/R
58 | Key Meter pseudo 2-rate | A
59 | 12-hour OP | A/R
60 | 12-hour OP | A/R
62 | 8-hour OP (see also SSC 427) | A
63 | 9-hour OP | A/R
64 | 12-hour OP | A/R
65 | 12-hour OP + Summer | A/R
66 | 12-hour OP + Summer | A/R
67 | 12.5-hour OP | A/R
71 | 12.5-hour OP | A/R
72 | 12.5-hour OP | A/R
73 | 12.5-hour OP | A/R
74 | 12.5-hour OP + Summer | A/R
75 | 12.5-hour OP + w/e | A/R
76 | 12.5-hour OP + w/e | A/R
77 | 12.5-hour OP + w/e | A/R
78 | 12.5-hour OP + w/e & Summer | A/R
79 | 14-hour E7 | A
80 | 14-hour Off Peak | A/R
81 | 14-hour OP + Sun | A/R
82 | 14.5-hour OP | A/R
83 | 14.5-hour OP | A/R
84 | 14.5-hour OP | A/R
85 | 14.5-hour OP | A/R
86 | 14.5-hour OP | A/R
87 | 14.5-hour OP | A/R
88 | 14.5-hour OP | A/R
91 | 14.5-hour OP + Summer | A/R
92 | 14.5-hour OP + Summer | A/R
93 | split 7-hour E7 | A
94 | 14.5-hour OP + Summer | A/R
95 | 14.5-hour OP + Summer | A/R
96 | 14.5-hour OP + Summer | A/R
97 | 14.5-hour OP + w/e | A/R
98 | 14.5-hour OP + w/e & Summer | A/R
99 | 15-hour OP | A/R
100 | 15-hour OP | A/R
101 | 15-hour OP + w/e & Summer | A/R
102 | 15-hour OP + w/e & Summer | A/R
103 | 15-hour OP + w/e & Summer | A/R
104 | 15.5-hour OP | A/R
105 | 15.5-hour OP | A/R
106 | 15.5-hour OP | A/R
107 | 15.5-hour OP | A/R
108 | 15.5-hour OP | A/R
109 | 15.5-hour OP | A/R
110 | 15.5-hour OP | A/R
111 | 15.5-hour OP + Summer | A/R
112 | 15.5-hour OP + w/e | A/R
113 | 15.5-hour OP + w/e | A/R
115 | 15.5-hour OP + w/e | A/R
116 | 15.5-hour OP + w/e | A/R
117 | 15.5-hour OP + w/e | A/R
118 | 15.5-hour OP + w/e & Summer | A/R
119 | 15.5-hour OP + w/e & Summer | A/R
120 | 9-hour OP | A/R
121 | 2-rate terms | A
122 | 2-rate SToD | A
123 | 2-rate variable SToD | A
124 | 2-rate variable SToD | A
125 | 2-rate variable SToD | A
126 | 7-hour E7 | A
127 | 3-rate SToD | A
128 | Dom/Non-dom Seasonal (link SSC 0342) | A
129 | 3-rate SToD | A
130 | 3-rate variable | A
131 | 3-rate variable | A
132 | 4-rate SToD | A
133 | 4-rate SToD | A
134 | 4-rate SToD | A
135 | 4-rate SToD | A
136 | 4-rate SToD | A
137 | 4-rate SToD | A
138 | 4-rate SToD | A
140 | split 7-hour E7 | A
141 | 5-rate SToD | A
142 | 5-rate SToD | A
143 | 15-hour OP | A/R
144 | 6-rate SToD | A
145 | 6-rate SToD | A
146 | 6-rate SToD | A
147 | 6-rate SToD | A
148 | 7-hour OP (see also SSC 0185) | A
149 | Smart 7, heating | A
150 | 7-hour E7 | A
151 | 7-hour E7 | A
152 | 7-hour E7 | A
153 | 7-hour E7 | A
154 | 7-hour E7 | A
155 | split 7-hour E7 | A/R
156 | 7-hour E7 | A
157 | 7-hour E7 | A
158 | 7-hour E7 | A
159 | 12-hour OP | A/R
160 | 7-hour E7 | A
161 | 7-hour E7 | A
162 | 7-hour E7 | A
163 | 7-hour E7 | A
164 | 7-hour E7 | A
165 | 7-hour E7 | A
166 | 7-hour E7 | A
167 | 7-hour E7 | A
168 | 7-hour E7 | A
169 | 7-hour E7 | A
170 | 7-hour E7 | A
171 | 7-hour E7 | A
172 | 7-hour E7 | A
173 | 7-hour E7 | A
174 | 7-hour E7 | A
175 | 7-hour E7 | A
176 | 7-hour E7 | A
177 | 7-hour E7 | A
178 | 7-hour E7 (Cornwall & def reinforcement) | A
179 | 7-hour E7 | A
180 | 7-hour E7 | A
181 | 7-hour E7 | A
182 | 7-hour E7 | A
183 | 7-hour E7 | A
184 | 7-hour E7 | A
185 | 7-hour E7 | A
186 | 7-hour E7 | A
187 | 7-hour E7 | A
188 | 7-hour E7 | A
189 | 7-hour E7 | A/R
190 | 7-hour E7 | A/R
191 | 7-hour E7 | A/R
192 | 7-hour E7 | A/R
193 | 7-hour E7 | A/R
194 | 7-hour E7 | A/R
195 | 7-hour E7 | A/R
196 | 7-hour E7 | A/R
197 | 7-hour E7 | A/R
198 | 7-hour E7 | A/R
199 | 7-hour E7 | A/R
201 | 7-hour E7 | A/R
202 | 7-hour E7 | A/R
203 | 7-hour E7 | A/R
204 | 7-hour E7 | A/R
205 | 7-hour E7 | A/R
206 | 7-hour E7 | A/R
207 | 7-hour E7 | A/R
208 | 7-hour E7 | A/R
209 | 7-hour E7 | A
210 | 7-hour E7 | A
211 | 7-hour E7 | A
212 | 7-hour E7 | A
213 | 7-hour E7 | A
214 | 7-hour E7 | A
215 | 7-hour E7 | A
216 | 7-hour E7 | A
217 | 7-hour E7 | A
218 | 7-hour E7 | A
219 | 7-hour E7 | A
220 | 7-hour E7 | A
221 | 7-hour E7 | A
222 | 7-hour E7 | A
223 | 7-hour E7 | A
224 | 7-hour E7 | A
225 | 7-hour E7 | A
226 | 7-hour E7 | A
227 | 7-hour E7 | A
228 | Supertariff heating | A/R
229 | Supertariff heating | A/R
230 | 7-hour E7 | A/R
231 | split 7-hour E7 | A
233 | split 7-hour E7 | A
234 | split 7-hour E7 | A
235 | split 7-hour E7 | A
236 | split 7-hour E7 | A
237 | split 7-hour E7 | A
238 | 7-hour E7 | A
241 | 7-hour E7 (differential switching) | A
242 | 7-hour night | A
243 | Key Meter pseudo 2-rate | A
244 | 7-hour E7 | A
245 | 7-hour night | A
246 | Economy 7 Day & Night | A
247 | 7-hour night | A
248 | 7-hour E7 | A
249 | 7-hour night | A
250 | 7-hour OP | A/R
251 | 7-hour OP | A/R
252 | 7-hour OP | A/R
253 | 7-hour OP | A/R
254 | 7-hour variable E7 (Menter B) | A
255 | 7-hour variable E7 (Menter A) | A
257 | 8-hour E7 | A
258 | 8-hour night | A
259 | 10-hour night | A
260 | 8-hour night | A/R
261 | 8-hour night | A
262 | 8-hour night | A
263 | 8-hour night | A
264 | 8-hour night | A
265 | 8-hour OP | A/R
266 | 8-hour OP | A/R
267 | 8-hour OP | A/R
268 | 8-hour OP | A/R
269 | 8-hour OP | A/R
270 | 8-hour OP | A/R
271 | 8-hour OP | A/R
272 | 8-hour OP | A/R
273 | 8-hour OP | A/R
274 | 8-hour OP | A/R
276 | 8-hour OP | A/R
277 | 8-hour OP + Summer | A/R
278 | 8-hour OP + w/e | A/R
279 | 8-hour OP + w/e & Summer | A/R
280 | 8-hour OP + weekends | A/R
281 | 9-hour night | A
283 | 9-hour night (differential switching) | A
284 | 9-hour OP | A/R
285 | 9-hour OP | A/R
286 | 9-hour OP + w/e | A/R
287 | Boiler | A/R
288 | Budget Warmth | A/R
289 | Budget Warmth | A/R
290 | Budget Warmth | A/R
291 | Budget Warmth | A/R
292 | Budget Warmth | A/R
297 | Budget Warmth | A/R
298 | Budget Warmth | A/R
299 | Budget Warmth | A/R
300 | Flexiheat Day/Evening/Weekend | A
301 | Flexiheat (weather) Day/Evening/Weekend | A
302 | Superdeal Day/Night | A
303 | Budget Warmth | A/R
304 | Budget Warmth | A/R
305 | Domestic heating tariff | A
306 | Domestic heating tariff | A
307 | Domestic heating tariff | A
308 | Domestic heating tariff | A
309 | Superdeal (weather) Day/Night | A
310 | E10 type 1 (general purpose) | A
312 | 7-hour OP (see also SSC 186) | A
313 | Domestic E9 A | A/R
314 | 13-hour OP | A/R
315 | Evening/night | A/R
316 | Evening/Weekend | A
317 | Evening/Weekend | A
318 | Evening/Weekend | A
319 | 12-hour Evening/Weekend | A
320 | Evening/Weekend | A
321 | Evening/Weekend | A
322 | Evening/Weekend | A
323 | Evening/Weekend | A
324 | Domestic E9 B | A
325 | Evening/Weekend E7 | A
326 | Evening/Weekend E7 | A
327 | Evening/Weekend E7 | A
328 | Evening/Weekend E7 | A
329 | Evening/Weekend E7 | A
330 | Evening/Weekend E7 | A
331 | Evening/Weekend E7 | A
332 | Evening/Weekend E7 | A/R
334 | 3-rate heating, (link SSC 0343) | A
335 | Grain Drying | A
336 | Grain drying | A/R
337 | Grain drying | A/R
338 | Heating | A
339 | Local Authority Heating | A/R
340 | Local Authority Heating | A/R
341 | Local Authority Heating | A/R
342 | Dom & Non-dom Seasonal (link SSC 0128) | A
343 | 3-rate heating, water heating | A
344 | 7-hour E7, Day + Night (link SSC 0345) | A
344 | 7-hour E7, Day + Night (link SSC 0345) | A/R
345 | 7-hour E7, Day + Night (link SSC 0344) | A
346 | Non-Standard OP (8+3 hour) | A/R
347 | Non-Standard OP | A/R
348 | Non-Standard OP | A/R
349 | 7-hour E7 | A
350 | Warmwise heating | A/R
351 | Flexiheat heating | A
352 | Flexiheat (weather) heating | A
353 | Superdeal heating | A
354 | 12-hour OP | A/R
355 | Smart 7, Day/Night | A
357 | split 10-hour Heatwise | A/R
358 | split 10-hour Heatwise | A/R
359 | split 10-hour Heatwise | A/R
360 | split 10-hour Heatwise | A/R
361 | split 10-hour Heatwise | A/R
362 | split 10-hour Heatwise | A/R
363 | split 10-hour Heatwise | A/R
364 | split 10-hour Heatwise | A/R
365 | split 10-hour Heatwise | A/R
366 | split 10-hour Heatwise | A/R
367 | split 10-hour Heatwise | A/R
368 | split 10-hour Heatwise | A/R
369 | split 10-hour Heatwise | A/R
370 | split 10-hour Heatwise | A/R
371 | split 10-hour Heatwise | A/R
372 | Evening/Weekend | A
373 | split 7-hour E7 | A
374 | split 7-hour E7 | A
375 | split 7-hour E7 | A
376 | split 7-hour E7 | A
377 | split 7-hour E7 | A
378 | split 7-hour E7 | A
380 | split 7-hour E7 | A
381 | split 7-hour E7 | A
382 | split 7-hour E7 | A
384 | 7-hour E7 | A
385 | split 7-hour E7 | A/R
386 | 9-hour OP | A/R
387 | 15.5-hour OP | A/R
388 | split 7-hour E7 | A/R
389 | 12.5-hour OP | A/R
390 | split 7-hour E7 | A
391 | Summer & Winter w/e | A/R
392 | Summer Unrestricted | A
393 | Unrestricted | A
394 | 10-hour night | A
395 | Warmwise Day/Night | A
396 | 2-rate SToD | A
397 | 9-hour heating | A
398 | 12-hour OP + w/e | A
399 | 15-hour OP + w/e | A/R
400 | 8-hour night | A
401 | E10 type 1(heating circuit) | A/R
403 | 12-hour night | A
404 | Redring Boiler (general purpose) | A
405 | Redring Boiler (heating circuit) | A/R
406 | Cyclocontrol 3 | A/R
407 | Cyclocontrol 4 | A/R
408 | Cyclocontrol 5 | A/R
409 | Cyclocontrol 6 | A/R
410 | Cyclocontrol 7 | A/R
411 | Cyclocontrol 8 | A/R
412 | Cyclocontrol 9 | A/R
413 | Cyclocontrol 10 | A/R
414 | Cyclocontrol 11 | A/R
415 | Cyclocontrol 12 | A/R
416 | Cyclocontrol 13 | A/R
417 | Cyclocontrol 14 | A/R
418 | Cyclocontrol 15 | A/R
419 | Cyclocontrol 16 | A/R
420 | Cyclocontrol 17 | A/R
421 | Cyclocontrol 18 | A/R
422 | Cyclocontrol 19 | A/R
423 | Cyclocontrol 20 | A/R
424 | Cyclocontrol 21 | A/R
425 | Superdeal (weather) heating | A
426 | 7-hour E7 | A
427 | Day/Night (White meter) | A
428 | Unmetered Type A ("flat" profile) | U
429 | Unmetered B ("dusk-to-dawn") | U
430 | Unmetered C ("half-night & pre-dawn") | U
431 | Unmetered D ("dawn-to-dusk") | U
432 | 7-hour E7 | A
434 | 12 Hour OP | A/R
435 | Domestic 3-rate heating | A
436 | 3-Rate Seasonal | A
437 | Lifestyle Tariff | A
439 | Split 7-hour E7 | A
440 | 3-rate ToW | A
441 | 4-rate SToD | A
442 | 7-hour E7 | A/R
443 | Evening/Weekend | A
444 | Evening/Weekend E7 | A
444 | Evening/Weekend E7 | A/R
445 | 7-hour variable E7 | A
446 | 7-hour variable E7 | A
447 | 7-hour OP | A
448 | 7-hour OP | A
449 | 7-hour OP | A
450 | 7-hour OP | A
451 | 7-hour OP | A
452 | 7-hour OP | A
453 | 7-hour OP | A
454 | 7-hour OP | A
455 | 7-hour OP | A
456 | 7-hour OP | A
459 | 7-hour OP | A
460 | 12 Hours OP | A/R
461 | 12 Hours OP | A/R
462 | 8 Hours OP | A/R
463 | 10.5 Hours OP | A/R
464 | Weekender Tariff (V1) | A
465 | Weekender Tariff (V2) | A
466 | Maximum Demand Register | A
467 | Maximum Demand Register | A
468 | Maximum Demand Register | A
469 | Maximum Demand Register | A
470 | Maximum Demand Register | A
473 | Economy 7 - all purpose tariff G63 | A
474 | split 7hr o/p | A/R
475 | Split 7hr E7 | A
476 | 14.5 hr o/p | A/R
477 | 14.5 hr o/p | A/R
478 | Evening/Weekend E7 | A
479 | Split 7-hour E7 | A
480 | Split 7-hour E7 | A
481 | Split 7-hour E7 | A
482 | Micro-PV Export Import Profile Class 1 | G
483 | Micro-PV Export Import Profile Class 2 | G
484 | Micro-PV Export Import Profile Class 3 | G
485 | Micro-PV Export Import Profile Class 4 | G
486 | Micro-PV Export Import Profile Class 5 | G
487 | Micro-PV Export Import Profile Class 6 | G
488 | Micro-PV Export Import Profile Class 7 | G
489 | Micro-PV Export Import Profile Class 8 | G
490 | Micro-CHP Export Import Profile Class 1 | G
491 | Micro-CHP Export Import Profile Class 2 | G
492 | Micro-CHP Export Import Profile Class 3 | G
493 | Micro-CHP Export Import Profile Class 4 | G
494 | Micro-CHP Export Import Profile Class 5 | G
495 | Micro-CHP Export Import Profile Class 6 | G
496 | Micro-CHP Export Import Profile Class 7 | G
497 | Micro-CHP Export Import Profile Class 8 | G
498 | Other Sml Export SSC any import Profile | G
701 | 8.5-hour OP + w/e | A/R
702 | 8.5-hour OP + w/e | A/R
703 | 12-hour OP + w/e | A/R
704 | 12-hour OP + w/e | A/R
705 | 12-hour OP + w/e | A/R
706 | 12-hour OP + w/e | A/R
707 | 12-hour OP + w/e | A/R
708 | 12-hour OP + w/e | A/R
709 | 12-hour OP + w/e | A/R
710 | 12-hour OP + w/e | A/R
711 | 12-hour OP + w/e | A/R
712 | 16-hour OP + w/e | A/R
713 | 16-hour OP + w/e | A/R
714 | 16-hour OP + w/e | A/R
715 | 16-hour OP + w/e | A/R
716 | 20-hour OP + w/e | A/R
717 | 20-hour OP + w/e | A/R
718 | 20-hour OP + w/e + summer | A/R
719 | 20-hour OP + w/e + summer | A/R
720 | 3-rate SToD | A
721 | 8.5 hour WM | A
722 | 8.5 hour WM | A
723 | 8.5 hour WM | A
724 | 8.5 hour WM | A
725 | 8.5 hour WM | A
726 | 8.5 hour WM | A
727 | 8.5 hour WM | A
728 | 8.5 hour WM Heating | A
729 | 8.5 hour WM | A
730 | 8.5 hour WM Heating | A
731 | 8.5 hour WM | A
732 | 8.5 hour WM Heating | A
733 | 8.5 hour WM | A
734 | 8.5 hour WM Heating | A
735 | 8.5 hour WM | A
736 | 8.5 hour WM Heating | A
737 | 8.5 hour WM | A
738 | 8.5 hour WM Heating | A
739 | 8.5 hour WM | A
740 | 8.5 hour WM Heating | A
741 | 8.5 hour WM | A
742 | 8.5 hour WM Heating | A
743 | 8.5 hour WM | A
744 | 8.5 hour WM Heating | A
745 | 8.5 hour WM | A
746 | 8.5 hour WM Heating | A
747 | 8.5 hour WM | A
748 | 8.5 hour WM | A
749 | 8.5 hour WM Heating | A
752 | 8.5 hour WM | A
753 | Weathercall heating | A
754 | 8.5 hour WM | A
755 | Weathercall heating | A
756 | 8.5 hour WM | A
757 | Weathercall heating | A
758 | 8.5 hour WM | A
759 | Weathercall heating | A
760 | 8.5 hour WM | A
761 | Weathercall heating | A
762 | 8.5 hour WM | A
763 | Weathercall heating | A
764 | 8.5 hour WM | A
765 | Weathercall heating | A
766 | 8.5 hour WM | A
767 | Weathercall heating | A
768 | 8.5 hour WM | A
769 | Weathercall heating | A
770 | 18-hour dynamic | A
775 | Crop&Air Conditioning | A
776 | Crop&Air Conditioning | A
781 | 8.5 hour WM | A/R
782 | 8.5 hour WM | A
783 | 8.5 hour WM | A
784 | 8.5 hour WM | A
785 | 8.5 hour WM | A
786 | 8.5 hour WM | A
787 | E7 accompanying Birmingam W'call | A
788 | Birmingham Weathercall | A
789 | E7 accompanying Manchester W'call | A
790 | Manchester Weathercall | A
791 | E7 accompanying Anglesey W'call | A
792 | Anglesey Weathercall | A
793 | 8.5 hour WM | A
794 | 8.5 hour WM Heating | A
801 | Unrestricted | A
802 | Two rate with 8 hours night | A
803 | Dynamic | A/R
804 | Two rate with 8 hours night | A
805 | Dynamic | A/R
806 | Two rate with 8 hours night | A
807 | Dynamic | A/R
808 | Two rate with 8 hours night | A
809 | Dynamic | A/R
810 | Two rate with 8 hours night | A
811 | Dynamic | A/R
812 | Two rate with 8 hours night | A
813 | Dynamic | A/R
814 | Two rate with 8 hours night | A
815 | Dynamic | A/R
816 | Two rate with 8 hours night | A
817 | Dynamic | A/R
818 | Two rate with 8 hours night | A
819 | Dynamic | A/R
820 | Two rate with 8 hours night | A
821 | Dynamic | A/R
822 | Two rate with 8 hours night | A
823 | Dynamic | A/R
824 | Two rate with 8 hours night | A
825 | Dynamic | A/R
826 | Two rate with 8 hours night | A
827 | Dynamic | A/R
828 | Two rate with 8 hours night | A
829 | Dynamic | A/R
830 | Two rate with 8 hours night | A
831 | Dynamic | A/R
832 | Two rate with 8 hours night | A
833 | Dynamic | A/R
834 | Two rate with 8 hours night | A
835 | Dynamic | A/R
836 | Two rate with 8 hours night | A
837 | Dynamic | A/R
838 | Two rate with 8 hours night | A
839 | Dynamic | A/R
840 | Two rate with 8 hours night | A
841 | Dynamic | A/R
842 | Two rate with 8 hours night | A
843 | Dynamic | A/R
844 | Two rate with 8 hours night | A
845 | Dynamic | A/R
846 | Two rate with 8 hours night | A
847 | Dynamic | A/R
848 | Two rate with 8 hours night | A
849 | Dynamic | A/R
850 | Dynamic | A/R
851 | Dynamic | A/R
852 | Two rate with 8 hours night | A
853 | Two rate with 8 hours night | A
854 | Two rate with 8 hours night | A
855 | Two rate with 8 hours night | A
856 | Two rate with 8 hours night | A
857 | Two rate with 8 hours night | A
858 | Two rate with 8 hours night | A
859 | Two rate with 8 hours night | A
860 | Two rate with 8 hours night | A
861 | Two rate with 8 hours night | A
862 | Two rate with 8 hours night | A
863 | Two rate with 8 hours night | A
864 | Two rate with 8 hours night | A
865 | Two rate with 8 hours night | A
866 | Dynamic | A/R
867 | Two rate with 8 hours night | A
868 | Dynamic | A/R
869 | Two rate with 8 hours night | A
870 | Dynamic | A/R
871 | Two rate with 8 hours night | A
872 | Dynamic | A/R
873 | Two rate with 8 hours night | A
874 | Dynamic | A/R
875 | Two rate with 8 hours night | A
876 | Dynamic | A/R
877 | Two rate with 8 hours night | A
878 | Dynamic | A/R
879 | Two rate with 8 hours night | A
880 | Dynamic | A/R
881 | Two rate with 8 hours night | A
882 | Dynamic | A/R
883 | Two rate with 8 hours night | A
884 | Dynamic | A/R
885 | Two rate with 8 hours night | A
886 | Dynamic | A/R
887 | Two rate with 8 hours night | A
888 | Dynamic | A/R
889 | Two rate with 8 hours night | A
890 | Dynamic | A/R
891 | Dynamic | A/R
892 | Dynamic | A/R
893 | Dynamic | A/R
894 | 8 Hours OP | A/R
895 | 8 Hours OP | A/R
896 | 8 Hours OP | A/R
897 | Dynamic | A/R
898 | Dynamic | A/R
899 | 11 Hours OP | A/R
900 | 11 Hours OP | A/R
901 | 11 Hours OP | A/R
902 | 11 Hours OP | A/R
903 | 11 Hours OP | A/R
904 | 8 Hours OP + Weekends | A/R
905 | 8 Hours OP + Weekends | A/R
906 | 8 Hours OP + Weekends | A/R
907 | 15 Hours OP + Weekends | A/R
908 | 15 Hours OP + Weekends | A/R
909 | 15 Hours OP + Weekends | A/R
910 | 15 Hours OP + Weekends | A/R
911 | 15 Hours OP + Weekends | A/R
912 | 15 Hours OP + Weekends | A/R
913 | 15 Hours OP + Weekends | A/R
914 | 15 Hours Nov - April/24 Hours May - Oct | A
915 | 8 Hours OP | A
916 | 8 Hours OP | A
917 | 8 Hours OP | A
918 | Evening/Weekend | A
919 | 2 rate | A
920 | 2 rate | A
922 | Unrestricted | A
923 | Unrestricted | A
924 | Unrestricted | A
925 | Unmetered Type A ("flat " profile) | U
926 | Unmetered B ("dusk-to-dawn") | U
927 | Unmetered D ("dawn-to-dusk") | U
928 | Unmetered C ("half-night & pre-dawn") | U
929 | 11 Hours OP | A/R
930 | 11 Hours OP | A/R
931 | 11 Hours OP | A/R
932 | Seasonal ToD | A
933 | Two rate with 8 hours night | A
934 | Dynamic | A/R
935 | Split 10 hr E10 | A
936 | Split 10 hr E10 | A
937 | Split 10 hr E10 | A
938 | Split 10 hr E10 | A
939 | Split 10 hr E10 | A
940 | NHH Export Hydro Profile Class | G
941 | NHH Export Wind Profile Class | G
942 | 7-hour E7 (Cornwall & def reinforcement) | A
943 | 7-hour E7 | A
944 | 7-hour E7 | A
945 | 7-hour E7 | A
946 | 7-hour E7 | A
947 | Smart Meter 3 Rate Time of Day | A
948 | 10 hour Evening/Weekend | A
949 | General Purpose 2 Rate (paired wth 0950) | A
950 | E10 Heating Single Rate (prd wth 0949) | A/R
951 | E9 Heating | A/R
952 | General Purpose 2 Rate (paired wth 0951) | A
953 | Two rate with 20 hours night | A
954 | Three Rate Peak Day Other | A
955 | 4 rate weekday/2 rate weekend | A
956 | 4 Rate Weekday/2 rate Weekend (BST) | A
957 | Unrestricted with Weekday Peak | A
958 | Unrestricted with Peak | A
959 | Economy 7 with Weekday Peak | A
960 | Economy 7 with Peak | A
961 | Evening Weekend and Weekday Peak (smart) | A
962 | Evening Weekend with Peak | A
963 | Evening Weekend Night and Peak | A
964 | Evening Weekend with Night (BST) | A
965 | 3 Rate with Weekday Peak | A
966 | 8-hour OP | A/R
967 | Superdeal Day/Night | A
968 | Superdeal Day/Night | A
969 | 3 Rate with Weekday Peak | A
970 | split 7-hour E7 | A
971 | Smart meter trial - time of use 3 rate | A
972 | 2 Rate Saturday Off Peak | A
973 | Flexiheat Day/Evening/Weekend | A
974 | Flexiheat heating | A
975 | Saturday Off Peak (9-5) | A
976 | Sunday Off Peak (9-5) | A
978 | 7-hour OP | A/R
979 | Non-Standard OP (8+3 hour) | A/R
980 | General Purpose 2 Rate (paired with 0980 | A
981 | E10 Heating Single Rate (prd with 0981) | A/R
982 | Evening Saver | A
983 | Comfort Booster | A
984 | Saturday Off Peak (24 Hrs) | A
985 | Sunday Off Peak (24 Hrs) | A
989 | Redring Boiler (general purpose) | A
990 | Redring Boiler (heating circuit) | A/R
991 | 8-hour OP | A/R
996 | Lifestyle Tariff | A
997 | Evening/Weekend - BST | A
Notes:
There are a few governing rules that should be applied:
Specific notes for application of or tariffss:
  All tariffs are all delinked and set time bands are applied in place of the TPR’s timebands.
The following rules apply when allocating tariffs in DNO areas.
  1, G and U should be applied straight to the appropriate SSC to identify generation and UMS tariffs.
  Then considering the SSC alongside the PC.
  2, PC1s should be labelled Domestic Aggregated.
  3, PC2s with SSCs with A/R should be labelled Domestic Aggregated (related MPAN).
  4, Remaining PC2s should be labelled Domestic Aggregated.
  5, PC3s should be labelled Non Domestic Aggregated.
  6, PC4s with SSCs with A/R should be labelled Non Domestic Aggregated (related MPAN).
  7, Remaining PC4s should be labelled Non Domestic Aggregated.
  8, PC5 – 8s should be labelled Non Domestic Aggregated.
Common decode:
  A: Aggregated - replaces the Day & Night rates (1 & 2)
  A/R: Aggregated if on PC1 / PC3 / PC5 / PC6 / PC7 / PC8 or Aggregated (related MPAN) if on PC2 / PC4
  G: Generation
  U: Unmetered Supplies

## Residual Charging Bands
Back to Overview
Southern Electric Power Distribution plc - Effective from 2027/28 - Final Residual Charging Bands
Voltage of Connection | Band | Units | Lower Threshold* | Upper Threshold* | Residual Charge per MPAN (£)
Domestic Aggregated | Single band | - | - | - | -1.1739
Designated Properties connected at LV, billing with no MIC | 1 | kWh | 0 | 3986 | -0.40499
| 2 | kWh | 3986 | 13677 | -2.4058
| 3 | kWh | 13677 | 27543 | -6.0804
| 4 | kWh | 27543 | ∞ | -17.7392
Designated Properties connected at LV, billing with MIC | 1 | kVA | 0 | 90 | -30.4622
| 2 | kVA | 90 | 150 | -49.851
| 3 | kVA | 150 | 250 | -87.3628
| 4 | kVA | 250 | ∞ | -217.8879
Designated Properties connected at HV | 1 | kVA | 0 | 500 | -196.481
| 2 | kVA | 500 | 1100 | -486.9906
| 3 | kVA | 1100 | 2000 | -921.8956
| 4 | kVA | 2000 | ∞ | -2235.4778
Designated EHV Properties | 1 | kVA | 0 | 3500 | 7877.587
| 2 | kVA | 3500 | 11000 | 42701.5527
| 3 | kVA | 11000 | 20000 | 109357.2548
| 4 | kVA | 20000 | ∞ | 542270.6897
* All boundaries are inclusive of the upper threshold and exclusive of the lower threshold i.e. Lower < x ≤ Upper.

## TNUoS Mapping
Back to Overview
2027/28 - Effective from 1 April 2027 - TNUoS Mapping
DUoS Tariff name | TNUoS Site Charging Band
Domestic Aggregated or CT with Residual | Domestic
Domestic Aggregated (Related MPAN) | n/a (Non-Final Demand Site)
Non-Domestic Aggregated or CT No Residual | n/a (Non-Final Demand Site)
Non-Domestic Aggregated or CT Band 1 | LV_NoMIC_1
Non-Domestic Aggregated or CT Band 2 | LV_NoMIC_2
Non-Domestic Aggregated or CT Band 3 | LV_NoMIC_3
Non-Domestic Aggregated or CT Band 4 | LV_NoMIC_4
Non-Domestic Aggregated (related MPAN) | n/a (Non-Final Demand Site)
LV Site Specific No Residual | n/a (Non-Final Demand Site)
LV Site Specific Band 1 | LV1
LV Site Specific Band 2 | LV2
LV Site Specific Band 3 | LV3
LV Site Specific Band 4 | LV4
LV Sub Site Specific No Residual | n/a (Non-Final Demand Site)
LV Sub Site Specific Band 1 | LV1
LV Sub Site Specific Band 2 | LV2
LV Sub Site Specific Band 3 | LV3
LV Sub Site Specific Band 4 | LV4
HV Site Specific No Residual | n/a (Non-Final Demand Site)
HV Site Specific Band 1 | HV1
HV Site Specific Band 2 | HV2
HV Site Specific Band 3 | HV3
HV Site Specific Band 4 | HV4
Unmetered Supplies | n/a (p/kWh charge)
LV Generation Aggregated | n/a (Non-Final Demand Site)
LV Sub Generation Aggregated | n/a (Non-Final Demand Site)
LV Generation Site Specific | n/a (Non-Final Demand Site)
LV Generation Site Specific no RP charge | n/a (Non-Final Demand Site)
LV Sub Generation Site Specific | n/a (Non-Final Demand Site)
LV Sub Generation Site Specific no RP charge | n/a (Non-Final Demand Site)
HV Generation Site Specific | n/a (Non-Final Demand Site)
HV Generation Site Specific no RP charge | n/a (Non-Final Demand Site)
Designated EHV Site Specific No Residual | n/a (Non-Final Demand Site)
Designated EHV Site Specific Band 1 | EHV1
Designated EHV Site Specific Band 2 | EHV2
Designated EHV Site Specific Band 3 | EHV3
Designated EHV Site Specific Band 4 | EHV4

## Charge Calculator
Back to Overview
Southern Electric Power Distribution plc - Effective from 1 April 2027 - Final | [17 empty] | Red/black unit charge p/kWh | Amber/yellow unit charge p/kWh | Green unit charge p/kWh | Fixed charge p/MPAN/day | Capacity charge p/kVA/day | Exceeded capacity charge p/kVA/day | Reactive power charge p/kVArh
[17 empty] | Domestic Aggregated | Red unit charge p/kWh | Amber unit charge p/kWh | Green unit charge p/kWh | Fixed charge p/MPAN/day | n/a | n/a | n/a
LV and HV designated properties and Unmetered Supplies tariff calculator | [7 empty] | EHV designated property calculator | [8 empty] | Domestic Aggregated (related MPAN) | Red unit charge p/kWh | Amber unit charge p/kWh | Green unit charge p/kWh | n/a | n/a | n/a | n/a
Step 1, Choose your tariff using the drop down list in cell B10 | [7 empty] | Step 1, Choose your tariff using the drop down list in cell L10 | [8 empty] | Non-Domestic Aggregated | Red unit charge p/kWh | Amber unit charge p/kWh | Green unit charge p/kWh | Fixed charge p/MPAN/day | n/a | n/a | n/a
Step 2, After selecting a tariff in step 1, Cells C12-I12 will generate headings, please enter your consumption in cells C13:I13 underneath each heading generated (if no heading leave cell blank) | [7 empty] | Step 2, After selecting a tariff in step 1, Cells M12-T12 will generate headings, please enter your consumption in cells M13:T13 underneath each heading generated (if no heading leave cell blank) | [8 empty] | Non-Domestic Aggregated (related MPAN) | Red unit charge p/kWh | Amber unit charge p/kWh | Green unit charge p/kWh | n/a | n/a | n/a | n/a
Step 3, Enter a forecast of consumption if required in cells C14:I14 | [7 empty] | Step 3, Enter a forecast of consumption if required in cells M14:T14 | [8 empty] | LV Site Specific | Red unit charge p/kWh | Amber unit charge p/kWh | Green unit charge p/kWh | Fixed charge p/MPAN/day | Capacity charge p/kVA/day | Exceeded Capacity charge p/kVA/day | Reactive power charge p/kVArh
[17 empty] | LV Sub Site Specific | Red unit charge p/kWh | Amber unit charge p/kWh | Green unit charge p/kWh | Fixed charge p/MPAN/day | Capacity charge p/kVA/day | Exceeded Capacity charge p/kVA/day | Reactive power charge p/kVArh
Tariff details Choose tariff name from drop down box below | Red/black unit charge p/kWh | Amber/yellow unit charge p/kWh | Green unit charge p/kWh | Fixed charge p/MPAN/day | Capacity charge p/kVA/day | Exceeded capacity charge p/kVA/day | Reactive power charge p/kVArh | Site details Choose the site name from the drop down box below | Import Super Red unit charge (p/kWh) | Import fixed charge (p/day) | Import capacity charge (p/kVA/day) | Import exceeded capacity charge (p/kVA/day) | Export Super Red unit charge (p/kWh) | Export fixed charge (p/day) | Export capacity charge (p/kVA/day) | Export exceeded capacity charge (p/kVA/day) | HV Site Specific | Red unit charge p/kWh | Amber unit charge p/kWh | Green unit charge p/kWh | Fixed charge p/MPAN/day | Capacity charge p/kVA/day | Exceeded Capacity charge p/kVA/day | Reactive power charge p/kVArh
[17 empty] | Unmetered Supplies | Black unit charge p/kWh | Yellow unit charge p/kWh | Green unit charge p/kWh | n/a | n/a | n/a | n/a
[17 empty] | LV Generation Aggregated | Red unit charge p/kWh | Amber unit charge p/kWh | Green unit charge p/kWh | Fixed charge p/MPAN/day | n/a | n/a | n/a
Tariff components | Red/black unit charge p/kWh | Amber/yellow unit charge p/kWh | Green unit charge p/kWh | Number of days in consumption period i.e. 365 if one year | Maximum import or export capacity kVA | Average daily exceeded capacity kVA | Excess reactive units kVArh | Tariff components | Import super red kWh | Number of days in consumption period i.e. 365 if one year | Maximum import capacity kVA | Average daily exceeded capacity kVA | Export Super Red kWh | Number of days in consumption period i.e. 365 if one year | Maximum export capacity kVA | Average daily exceeded capacity kVA | LV Sub Generation Aggregated | Red unit charge p/kWh | Amber unit charge p/kWh | Green unit charge p/kWh | Fixed charge p/MPAN/day | n/a | n/a | n/a
Enter current consumption details | [7 empty] | Enter current consumption details | [5 empty] | 0 |  |  | LV Generation Site Specific | Red unit charge p/kWh | Amber unit charge p/kWh | Green unit charge p/kWh | Fixed charge p/MPAN/day | n/a | n/a | Reactive power charge p/kVArh
Enter forecast consumption details (if different) | 0 | 0 | 0 | 0 | 0 | 0 | 0 | Enter forecast consumption details (if different) | 0 | 0 | 0 | 0 | 0 | 0 | 0 | 0 | LV Generation Site Specific no RP charge | Red unit charge p/kWh | Amber unit charge p/kWh | Green unit charge p/kWh | Fixed charge p/MPAN/day | n/a | n/a | n/a
[17 empty] | LV Sub Generation Site Specific | Red unit charge p/kWh | Amber unit charge p/kWh | Green unit charge p/kWh | Fixed charge p/MPAN/day | n/a | n/a | Reactive power charge p/kVArh
Charge components | Unit 1 £ | Unit 2 £ | Unit 3 £ | Fixed charge £ | Capacity charge £ | Exceeded capacity charge £ | Reactive power charge £ | Charge components | Import super red charge £ | Import fixed charge £ | Import capacity charge £ | Import exceeded capacity charge £ | Export super red charge £ | Export fixed charge £ | Export capacity charge £ | Export exceeded capacity charge £ | LV Sub Generation Site Specific no RP charge | Red unit charge p/kWh | Amber unit charge p/kWh | Green unit charge p/kWh | Fixed charge p/MPAN/day | n/a | n/a | n/a
Current consumption period charges | [7 empty] | Current consumption period charges | [8 empty] | HV Generation Site Specific | Red unit charge p/kWh | Amber unit charge p/kWh | Green unit charge p/kWh | Fixed charge p/MPAN/day | n/a | n/a | Reactive power charge p/kVArh
Forecast consumption period charges | [7 empty] | Forecast consumption period charges | [8 empty] | HV Generation Site Specific no RP charge | Red unit charge p/kWh | Amber unit charge p/kWh | Green unit charge p/kWh | Fixed charge p/MPAN/day | n/a | n/a | n/a
| Total charge £ | [7 empty] | Import total charge £ | Export total charge £
Current consumption period charges | 0 | [6 empty] | Current consumption period charges | 0 | 0
Forecast consumption period charges | 0 | [6 empty] | Forecast consumption period charges | 0 | 0
These charges are estimates based on tariff selected and consumption values entered. | [7 empty] | These charges are estimates based on site selected and consumption values entered.
Note:
For the purpose of forecasting the exceeded capacity charge, the input in this calculator uses the average daily exceeded capacity as this reduces the calculators complexity, however as per the Use of System Charging Statement, the exceeded portion of the capacity will be charged at the exceeded capacity charge p/kVA/day rate, based on the difference between the MIC/MEC and the actual capacity used. This will be charged for the full duration of the month in which the breach occurs.”