## Overview
Company and Licence name, charging year, effective from, status
| Company and Licence name | Year | Effective From | Status
Company and Licence name, charging year, effective from, status | Scottish Hydro Electric Power Distribution plc | 2027/28 | 1 April 2027 | Final
List of data tables in this workbook
Worksheet | Information
Annex 1 LV, HV and Unmetered Supplies charges | Annex 1 contains the charges to LV and HV Designated Properties and Unmetered Supplies.
Annex 2 Designated EHV charges | Annex 2 contains the charges to Designated EHV Properties and charges applied to LDNOs with Designated EHV Properties/end-users embedded in networks within the Scottish Hydro Electric Power Distribution plc Licence area.
Annex 3 Preserved charges | Annex 3 contains details of any preserved and additional charges that are valid at this time.
Annex 4 LDNO charges | Annex 4 contains charges that are levied on the owner of an embedded network within the Scottish Hydro Electric Power Distribution plc Licence area. Electricity suppliers and consumers who have properties connected to an embedded network should contact the embedded network owner to determine their distribution charges. The charges listed in this table are not payable by domestic consumers, business consumers or electricity suppliers.
Annex 5 LLFs | Annex 5 has been intentionally left blank as this charging statement is published a complete year before the LLFs have been audited. The line loss factors that are approved by the BSC Panel for the applicable year and consequently published on the Elexon website will take precedence and be used in Settlement. This annex will be re-published with these values once they are available.
Annex 6 Charges for New or Amended Designated EHV Properties | Annex 6 contains the charges for new or amended Designated EHV Properties and charges applied to LDNOs with new or amended Designated EHV Properties/end-users embedded in networks within the Scottish Hydro Electric Power Distribution plc Licence area.
Annex 7 Fixed adders for Supplier of Last Resort and Eligible Bad Debt pass-through costs | Annex 7 contains the fixed adders to recover Supplier of Last Resort and Eligible Bad Debt pass-through costs. The Excess Supplier of Last Resort fixed adder relates to an increase to previously published charges only.
Nodal prices | Contains the underlying [nodal/network group] costs used to calculate the current EDCM charges.
SSC unit rate lookup | Contains a mapping of Standard Settlement Configurations to common decodings
Residual Charging Bandings | Contains the four Residual charging band allocation for Customers
TNUoS Mapping | Contains a mapping of DUoS Tariffs to TNUoS Site Charging Bands
Charge calculator | Charge calculator is a tool to help you estimate your distribution charges using current consumption data and forecast consumption data.
Notes to users of this spreadsheet
Please use this spreadsheet with reference to the LC14 use of system charging statement.
Annex 2 and Annex 6 - Import/Export unique identifier columns removed.
Notes to DNOs populating this spreadsheet
DNOs must endeavour to maintain consistency in the structure of this spreadsheet. Any changes to the structure must be noted in the 'Notes to users of this spreadsheet'
The drop down list on the charge calculator can be expanded by unprotecting the charge calculator sheet and selecting 'data', 'data validation...' and then expanding the 'source' data range. The sheet can then be protected.

## Annex 1 LV, HV and UMS charges
Back to Overview | 'DNOs paste value cells A15:J47 from CDCM 3701 into cells A14:J46
Scottish Hydro Electric Power Distribution plc - Effective from 1 April 2027 - Final LV and HV charges
Time Bands for LV and HV Designated Properties | [5 empty] | Time Bands for Unmetered Properties
Time periods | Red Time Band | Amber Time Band |  | Green Time Band |  |  |  | Black Time Band | Yellow Time Band | Green Time Band
Monday to Friday (Including Bank Holidays) All Year | 16:00 - 19:00 |  |  |  |  | Monday to Friday (Including Bank Holidays) March to October Inclusive |  |  | 07:00 - 21:00
Monday to Friday (Including Bank Holidays) All Year |  | 07:00 - 16:00 19:00 - 21:00 |  |  |  | Monday to Friday (Including Bank Holidays) November to February Inclusive |  | 16:00 - 19:00 | 07:00 - 16:00 19:00 - 21:00
Monday to Friday (Including Bank Holidays) All Year |  |  |  | 00:00 - 07:00 21:00 - 24:00 |  | Monday to Friday (Including Bank Holidays) April to March Inclusive |  |  |  | 00:00 - 07:00 21:00 - 24:00
Saturday and Sunday All Year |  | 12:00 - 20:00 |  | 00:00 - 12:00 20:00 - 24:00 |  | Saturday and Sunday All year |  |  | 12:00 - 20:00 | 00:00 - 12:00 20:00 - 24:00
Notes | All the above times are in UK Clock time |  |  |  |  | Notes |  | All the above times are in UK Clock time
Tariff name | Open LLFCs / DUoS Tariff IDs | PCs | Red/black unit charge p/kWh | Amber/yellow unit charge p/kWh | Green unit charge p/kWh | Fixed charge p/MPAN/day | Capacity charge p/kVA/day | Exceeded capacity charge p/kVA/day | Reactive power charge p/kVArh | Closed LLFCs / DUoS Tariff IDs
Domestic Aggregated or CT with Residual | 15, 18, 25, 27, 33, 100-101, 105-106, 110-111, 120-121, 125-128, 300-301, 305, 320-321, 325, 506 | 0, 1, 2 | 13.849 | 5.036 | 1.073 | 16.17
Domestic Aggregated (Related MPAN) | 16, 19, 26, 28, 102, 122, 302, 322 | 2 | 13.849 | 5.036 | 1.073 |  |  |  |  | 17, 20, 104, 124, 304, 324
Non-Domestic Aggregated or CT No Residual | 34, P60, P65, P70, P00, R35, R40, P05, P10, P15, P20, P25, P30, P35, P40, R45, P45, P50, P55, R50, P75, R55, R60, R65, R70, R75, R80, R85, R90, R95, S05, S10 | 0, 3, 4, 5-8 | 15.433 | 5.612 | 1.196 | 23.78 |  |  |  | S00, S15, S20
Non-Domestic Aggregated or CT Band 1 | 35, P61, P66, P71, P01, R36, R41, P06, P11, P16, P21, P26, P31, P36, P41, R46, P46, P51, P56, R51, P76, R56, R61, R66, R71, R76, R81, R86, R91, R96, S06, S11 | 0, 3, 4, 5-8 | 15.433 | 5.612 | 1.196 | 22.72 |  |  |  | S01, S16, S21
Non-Domestic Aggregated or CT Band 2 | 36, P62, P67, P72, P02, R37, R42, P07, P12, P17, P22, P27, P32, P37, P42, R47, P47, P52, P57, R52, P77, R57, R62, R67, R72, R77, R82, R87, R92, R97, S07, S12 | 0, 3, 4, 5-8 | 15.433 | 5.612 | 1.196 | 18.34 |  |  |  | S02, S17, S22
Non-Domestic Aggregated or CT Band 3 | 37, P63, P68, P73, P03, R38, R43, P08, P13, P18, P23, P28, P33, P38, P43, R48, P48, P53, P58, R53, P78, R58, R63, R68, R73, R78, R83, R88, R93, R98, S08, S13 | 0, 3, 4, 5-8 | 15.433 | 5.612 | 1.196 | 11.4 |  |  |  | S03, S18, S23
Non-Domestic Aggregated or CT Band 4 | 38, P64, P69, P74, P04, R39, R44, P09, P14, P19, P24, P29, P34, P39, P44, R49, P49, P54, P59, R54, P79, R59, R64, R69, R74, R79, R84, R89, R94, R99, S09, S14 | 0, 3, 4, 5-8 | 15.347 | 5.525 | 1.109 | 0 |  |  |  | S04, S19, S24
Non-Domestic Aggregated (related MPAN) | 22, 24, 30, 152, 172, 352, 372 | 4 | 15.433 | 5.612 | 1.196 |  |  |  |  | 155, 175, 355, 375
LV Site Specific No Residual | P80 | 0 | 9.006 | 3.123 | 0.749 | 52.17 | 16.67 | 16.67 | 0.492
LV Site Specific Band 1 | P81 | 0 | 8.971 | 3.088 | 0.714 | 0 | 16.67 | 16.67 | 0.492
LV Site Specific Band 2 | P82 | 0 | 8.885 | 3.002 | 0.628 | 0 | 16.67 | 16.67 | 0.492
LV Site Specific Band 3 | P83 | 0 | 8.842 | 2.959 | 0.585 | 0 | 16.67 | 16.67 | 0.492
LV Site Specific Band 4 | P84 | 0 | 8.801 | 2.918 | 0.544 | 0 | 16.67 | 16.67 | 0.492
LV Sub Site Specific No Residual | P85 | 0 | 3.848 | 1.041 | 0.419 | 130.03 | 21.47 | 21.47 | 0.189
LV Sub Site Specific Band 1 | P86 | 0 | 3.813 | 1.006 | 0.384 | 77.86 | 21.47 | 21.47 | 0.189
LV Sub Site Specific Band 2 | P87 | 0 | 3.726 | 0.919 | 0.297 | 77.86 | 21.47 | 21.47 | 0.189
LV Sub Site Specific Band 3 | P88 | 0 | 3.684 | 0.877 | 0.255 | 77.86 | 21.47 | 21.47 | 0.189
LV Sub Site Specific Band 4 | P89 | 0 | 3.642 | 0.835 | 0.214 | 77.86 | 21.47 | 21.47 | 0.189
HV Site Specific No Residual | P90 | 0 | 1.905 | 0.541 | 0.347 | 576.53 | 23.03 | 23.03 | 0.11
HV Site Specific Band 1 | P91 | 0 | 1.905 | 0.541 | 0.347 | 313.46 | 23.03 | 23.03 | 0.11
HV Site Specific Band 2 | P92 | 0 | 1.799 | 0.435 | 0.241 | 0 | 23.03 | 23.03 | 0.11
HV Site Specific Band 3 | P93 | 0 | 1.737 | 0.373 | 0.179 | 0 | 23.03 | 23.03 | 0.11
HV Site Specific Band 4 | P94 | 0 | 1.707 | 0.343 | 0.148 | 0 | 23.03 | 23.03 | 0.11
Unmetered Supplies | 800-805 | 0, 1 or 8 | 32.262 | 8.575 | 5.082
LV Generation Aggregated | 951 | 0 or 8 | -8.725 | -3.172 | -0.676 | 0
LV Sub Generation Aggregated | 952 | 0 or 8 | -7.361 | -2.616 | -0.591 | 0
LV Generation Site Specific | 1-2, 909 | 0 | -8.725 | -3.172 | -0.676 | 0 |  |  | 0.559
LV Generation Site Specific no RP charge | 9-10 | 0 | -8.725 | -3.172 | -0.676 | 0
LV Sub Generation Site Specific | 3-4 | 0 | -7.361 | -2.616 | -0.591 | 0 |  |  | 0.416
LV Sub Generation Site Specific no RP charge | 11-12 | 0 | -7.361 | -2.616 | -0.591 | 0
HV Generation Site Specific | 5-6, 910 | 0 | -3.259 | -0.882 | -0.355 | 820.69 |  |  | 0.357
HV Generation Site Specific no RP charge | 13-14 | 0 | -3.259 | -0.882 | -0.355 | 820.69

## Annex 2 Designated EHV charges
Back to Overview |  | Copy EDCM table 5001 range starting B101 and paste into G11. Extend or reduce print area as required. |  |  | Note: The list of MPANs / MSIDs provided may be incomplete; the DNO reserves the right to apply the listed charges to any other MPANs / MSIDs associated with the site.
Scottish Hydro Electric Power Distribution plc - Effective from 1 April 2027 - Final Designated EHV charges
Time Periods for Designated EHV Properties
Time periods |  |  | Super Red Time Band
Monday to Friday (Including Bank Holidays) November to February Inclusive |  |  | 16:00 - 19:00
Notes |  |  | All the above times are in UK Clock time
Import LLFC / DUoS Tariff ID | Import MPANs/MSIDs | Export LLFC / DUoS Tariff ID | Export MPANs/MSIDs | Name | Residual Charging Band | Import Super Red unit charge (p/kWh) | Import fixed charge (p/day) | Import capacity charge (p/kVA/day) | Import exceeded capacity charge (p/kVA/day) | Export Super Red unit charge (p/kWh) | Export fixed charge (p/day) | Export capacity charge (p/kVA/day) | Export exceeded capacity charge (p/kVA/day)
595 | 1712385815400 |  |  | Tariff 1 | 2 | 0 | 4661.52 | 3.82 | 3.82 | 0 | 0 | 0 | 0
596 | 1700051251844 |  |  | Tariff 2 | 1 | 0 | 1552.77 | 2.22 | 2.22 | 0 | 0 | 0 | 0
597 | 1711602345053 |  |  | Tariff 3 | 1 | 0 | 1032.95 | 8.07 | 8.07 | 0 | 0 | 0 | 0
598 | 1717121416604 | 530 | 1700052708460 | Tariff 4 | 1 | 1.49 | 722.97 | 0.86 | 0.86 | 0 | 309.98 | 0.05 | 0.05
560 | 1700051737559 | 520 | 1700051732541 | Tariff 5 |  | 0 | 4.49 | 0.84 | 0.84 | 0 | 539.19 | 0.05 | 0.05
560 | 1700051737568 | 520 | 1700051732550 | Tariff 6 |  | 0 | 6.83 | 0.84 | 0.84 | 0 | 536.85 | 0.05 | 0.05
562 | 1700051741068 | 522 | 1700051734177 | Tariff 8 |  | 0 | 175.56 | 0.84 | 0.84 | 0 | 368.12 | 0.05 | 0.05
562 | 1700051740988 | 522 | 1700051737372 | Tariff 9 |  | 0 | 146.61 | 0.84 | 0.84 | 0 | 397.07 | 0.05 | 0.05
562 | 1700051740960 | 522 | 1700051734121 | Tariff 10 |  | 0 | 16.23 | 0.84 | 0.84 | 0 | 527.46 | 0.05 | 0.05
563 | 1700051737647 | 523 | 1700051733944 | Tariff 11 |  | 0 | 264.16 | 0.84 | 0.84 | 0 | 279.53 | 0.05 | 0.05
564 | 1700051765732 | 524 | 1700051765723 | Tariff 12 |  | 0 | 908.58 | 0.72 | 0.72 | 0 | 0 | 0 | 0
566 | 1700051741110 | 526 | 1700051730386 | Tariff 14 |  | 0 | 0 | 0.84 | 0.84 | 0 | 0 | 0.05 | 0.05
567 | 1700052157576 | 527 | 1700052157585 | Tariff 15 |  | 0 | 17.17 | 0.99 | 0.99 | 0 | 241.06 | 0.05 | 0.05
569 | 1710056910505 |  |  | Tariff 16 | 1 | 0 | 1032.95 | 13.91 | 13.91 | 0 | 0 | 0 | 0
713 | 1712380671009 | 913 | 1700051748160 | Tariff 17 |  | 0 | 7.3 | 0.36 | 0.36 | 0 | 2145.99 | 0.05 | 0.05
714 | 1712398153703, 1700051612511 | 914 | 1700051731539, 1700051731548 | Tariff 18 | 4 | 0 | 16570.94 | 1.13 | 1.13 | 0 | 10692.71 | 0.05 | 0.05
8707 | 8707 | 8707 | 8707 | Tariff 20 |  | 0 | 0.45 | 1.94 | 1.94 | 0 | 0 | 0 | 0
717 | 1700051126888 | 917 | 1700051731282 | Tariff 21 |  | 0 | 38.17 | 0.88 | 0.88 | 0 | 1157.11 | 0.05 | 0.05
718 | 1700051955969 | 918 | 1700051955940 | Tariff 22 |  | 0 | 15.3 | 1.03 | 1.03 | 0 | 0 | 0 | 0
637 | 1700051778208 | 837 | 1700051771578 | Tariff 23 | 1 | 0 | 473.29 | 1.59 | 1.59 | 0 | 8715.87 | 0.05 | 0.05
8328 | 8328 | 8328 | 8328 | Tariff 24 |  | 0 | 58.9 | 1.66 | 1.66 | 0 | 27092.4 | 0.05 | 0.05
722 | 1700051742780 | 922 | 1700051732133 | Tariff 25 |  | 0 | 7.6 | 2.73 | 2.73 | 0 | 4385.36 | 0.05 | 0.05
8696 | 8696 | 8696 | 8696 | Tariff 26 |  | 0 | 4.33 | 1.22 | 1.22 | 0 | 0 | 0 | 0
723 | 1700051976550 | 923 | 1700051976560 | Tariff 27 |  | 0 | 6.09 | 1.04 | 1.04 | 0 | 0 | 0 | 0
724 | 1700052029865 | 924 | 1700052029856 | Tariff 28 |  | 0 | 6.73 | 0.93 | 0.93 | 0 | 0 | 0 | 0
725 | 1700051728590 | 925 | 1700051780216 | Tariff 29 |  | 0 | 65.98 | 0.68 | 0.68 | 0 | 0 | 0 | 0
726 | 1700051703898 | 926 | 1700051822559 | Tariff 30 |  | 0 | 7.34 | 0.72 | 0.72 | 0 | 0 | 0 | 0
8699 | 8699 | 8699 | 8699 | Tariff 31 |  | 0 | 118.63 | 1.14 | 1.14 | 0 | 0 | 0 | 0
8699 | 8699 | 8699 | 8699 | Tariff 32 |  | 0 | 118.63 | 1.14 | 1.14 | 0 | 0 | 0 | 0
727 | 1700051782729 | 927 | 1700051782710 | Tariff 33 |  | 0 | 5.19 | 1.01 | 1.01 | 0 | 0 | 0 | 0
730 | 1700051741990 | 930 | 1700051732286 | Tariff 35 |  | 0 | 16.48 | 0.95 | 0.95 | 0 | 1515.9 | 0.05 | 0.05
731 | 1700051584955 | 931 | 1700051732374 | Tariff 36 |  | 0 | 9.37 | 0.81 | 0.81 | 0 | 0 | 0 | 0
732 | 1700052249980 | 932 | - | Tariff 37 |  | 0 | 11.69 | 1.04 | 1.04 | 0 | 2805.1 | 0.05 | 0.05
787 | 1700051754020 | 987 | 1700051754011 | Tariff 38 |  | 0 | 19.64 | 0.5 | 0.5 | 0 | 0 | 0 | 0
8688 | 8688 | 8688 | 8688 | Tariff 39 |  | 0 | 1.64 | 0.72 | 0.72 | 0 | 915.57 | 0.05 | 0.05
735 | 1700051754369 | 935 | 1700051775660 | Tariff 40 |  | 0 | 5 | 0.81 | 0.81 | 0 | 0 | 0 | 0
736 | 1700051754401 | 936 | 1700051775670 | Tariff 41 |  | 0 | 5 | 0.96 | 0.96 | 0 | 0 | 0 | 0
737 | 1700051742034 | 937 | 1700051732310 | Tariff 42 |  | 0 | 6.81 | 1.49 | 1.49 | 0 | 0 | 0 | 0
738 | 1700051741077 | 938 | 1700051734195 | Tariff 43 |  | 0 | 38.27 | 0.72 | 0.72 | 0 | 1148.05 | 0.05 | 0.05
739 | 1700051741086 | 939 | 1700051734200 | Tariff 44 |  | 0 | 38.27 | 0.72 | 0.72 | 0 | 1148.05 | 0.05 | 0.05
740 | 1700051754313 | 940 | 1700051781520 | Tariff 45 | 1 | 0 | 508.72 | 0.95 | 0.95 | 0 | 0 | 0 | 0
741 | 1700051737600 | 941 | 1700051733536 | Tariff 46 |  | 0 | 116.63 | 0.72 | 0.72 | 0 | 1214.93 | 0.05 | 0.05
742 | 1700051737610 | 942 | 1700051733689 | Tariff 47 |  | 0 | 4.63 | 0.72 | 0.72 | 0 | 972.76 | 0.05 | 0.05
743 | 1700051746952 | 943 | 1700051746961 | Tariff 48 |  | 0 | 7.28 | 0.93 | 0.93 | 0 | 1088.86 | 0.05 | 0.05
744 | 1700051957664 | 944 | 1700051957655 | Tariff 49 |  | 0 | 69.58 | 0.73 | 0.73 | 0 | 0 | 0 | 0
745 | 1700052002748 | 945 | 1700052002710 | Tariff 50 |  | 0 | 30.22 | 0.94 | 0.94 | 0 | 0 | 0 | 0
746 | 1700052002720 | 946 | 1700052002739 | Tariff 51 |  | 0 | 68.41 | 0.97 | 0.97 | 0 | 0 | 0 | 0
748 | 1700051956466 | 948 | 1700051956457 | Tariff 52 |  | 0 | 3.72 | 1.67 | 1.67 | 0 | 0 | 0 | 0
749 | 1700051622272 | 949 | 1700051732151 | Tariff 53 | 1 | 0 | 574.7 | 0.89 | 0.89 | 0 | 1334.24 | 0.05 | 0.05
753 | 1700051965043 | 953 | 1700051965052 | Tariff 54 |  | 0 | 6.99 | 1.18 | 1.18 | 0 | 2056.41 | 0.05 | 0.05
754 | 1700051740923 | 954 | 1700051734103 | Tariff 55 |  | 0 | 0.62 | 0.72 | 0.72 | 0 | 155.01 | 0.05 | 0.05
756 | 1700051770412 | 956 | 1700051770403 | Tariff 57 |  | 0 | 5.88 | 0.72 | 0.72 | 0 | 0 | 0 | 0
758 | 1700051742897 | 958 | 1700051732417 | Tariff 58 |  | 0 | 48.73 | 0.72 | 0.72 | 0 | 0 | 0 | 0
589 | 1700051737629 | 529 | 1700051733759 | Tariff 59 |  | 0 | 0.46 | 0.72 | 0.72 | 0 | 172.71 | 0.05 | 0.05
761 | 1700051751562 | 961 | 1700051751553 | Tariff 60 |  | 0 | 30.07 | 0.72 | 0.72 | 0 | 1247.85 | 0.05 | 0.05
8694 | 8694 | 8694 | 8694 | Tariff 61 |  | 0 | 34.21 | 1.53 | 1.53 | 0 | 0 | 0 | 0
8694 | 8694 | 8694 | 8694 | Tariff 62 |  | 0 | 34.13 | 1.63 | 1.63 | 0 | 0 | 0 | 0
762 | 1700051737638 | 962 | 1700051733810 | Tariff 63 |  | 0 | 28.3 | 0.45 | 0.45 | 0 | 2943.19 | 0.05 | 0.05
763 | 1700052250169 | 963 | 1700052250178 | Tariff 64 |  | 0 | 17.69 | 0.72 | 0.72 | 0 | 1790.95 | 0.05 | 0.05
767 | 1700051737683 | 967 | 1700051734015 | Tariff 65 |  | 0 | 30.76 | 0.72 | 0.72 | 0 | 4921.77 | 0.05 | 0.05
769 | 1700051738092 | 969 | 1700051734033 | Tariff 67 |  | 0 | 0.87 | 0.72 | 0.72 | 0 | 275.53 | 0.05 | 0.05
8687 | 8687 | 8687 | 8687 | Tariff 68 | 1 | 0 | 454.29 | 0.72 | 0.72 | 0 | 281.29 | 0.05 | 0.05
772 | 1700051740950 | 972 | 1700051734896 | Tariff 69 |  | 0 | 11.32 | 0.72 | 0.72 | 0 | 1414.89 | 0.05 | 0.05
773 | 1700051742744 | 973 | 1700051731690 | Tariff 70 |  | 0 | 23.55 | 1.15 | 1.15 | 0 | 1412.95 | 0.05 | 0.05
774 | 1700051742708 | 974 | 1700051731501 | Tariff 71 |  | 0 | 21.23 | 1.12 | 1.12 | 0 | 1415.27 | 0.05 | 0.05
633 | 1700052410683 | 833 | 1700052410692 | Tariff 72 |  | 0 | 184.63 | 0.91 | 0.91 | 0 | 35762.58 | 0.05 | 0.05
775 | 1700051857055 | 975 | 1700051857046 | Tariff 73 |  | 0 | 476.01 | 0.53 | 0.53 | 0 | 0 | 0 | 0
777 | 1700052048593 | 977 | 1700052048584 | Tariff 74 |  | 0 | 72.41 | 0.72 | 0.72 | 0 | 2411.31 | 0.05 | 0.05
779 | 1700051740890 | 979 | 1700051734070 | Tariff 75 |  | 0 | 155.52 | 0.72 | 0.72 | 0 | 4043.51 | 0.05 | 0.05
783 | 1700051740905 | 983 | 1700051734089 | Tariff 79 |  | 0 | 2.49 | 0.72 | 0.72 | 0 | 486.2 | 0.05 | 0.05
784 | 1700051740914 | 984 | 1700051734098 | Tariff 80 |  | 0 | 2.49 | 0.72 | 0.72 | 0 | 486.2 | 0.05 | 0.05
|  | 985 | 1700051744928 | Tariff 81 |  | 0 | 0 | 0 | 0 | 0 | 3880.99 | 0.05 | 0.05
786 | 1700051742070 | 986 | 1700051732356 | Tariff 82 |  | 0 | 534.4 | 0.85 | 0.85 | 0 | 0 | 0 | 0
8689 | 8689 | 8689 | 8689 | Tariff 83 |  | 0 | 4.09 | 0.72 | 0.72 | 0 | 1635.36 | 0.05 | 0.05
8689 | 8689 | 8689 | 8689 | Tariff 84 |  | 0 | 4.65 | 0.72 | 0.72 | 0 | 1861.92 | 0.05 | 0.05
789 | 1700052121427 | 989 | 1700052121436 | Tariff 85 |  | 0 | 4.08 | 1.22 | 1.22 | 0 | 1286.55 | 0.05 | 0.05
791 | 1700052276956 | 991 | 1700052276983 | Tariff 86 |  | 0 | 8.77 | 0.92 | 0.92 | 0 | 849.29 | 0.05 | 0.05
8740 | 8740 | 8740 | 8740 | Tariff 87 | 1 | 0 | 487.05 | 1.59 | 1.59 | 0 | 6102.9 | 0.05 | 0.05
607 | 1700052336027 | 807 | 1700052336036 | Tariff 88 |  | 0 | 33.05 | 0.87 | 0.87 | 0 | 2534.72 | 0.05 | 0.05
608 | 1700052371769 | 808 | 1700052371750 | Tariff 89 |  | 0 | 688.2 | 0.45 | 0.45 | 0 | 0 | 0 | 0
729 | 1700051877993 | 929 | 1700051877984 | Tariff 90 |  | 0 | 87.25 | 0.89 | 0.89 | 0 | 0 | 0 | 0
609 | 1700052335929 | 809 | 1700052335938 | Tariff 91 |  | 0 | 33.31 | 0.72 | 0.72 | 0 | 1612.17 | 0.05 | 0.05
610 | 1700052383462 | 810 | 1700052383471 | Tariff 93 |  | 0 | 11.85 | 0.72 | 0.72 | 0 | 1249.73 | 0.05 | 0.05
611 | 1700052250016 | 811 | 1700052250025 | Tariff 94 |  | 0 | 14.91 | 0.8 | 0.8 | 0 | 1176.12 | 0.05 | 0.05
612 | 1700052333968 | 812 | 1700052333977, 1700052755726 | Tariff 95 |  | 0 | 20.32 | 1 | 1 | 0 | 5030.32 | 0.05 | 0.05
613 | 1700052409544 | 813 | 1700052409553 | Tariff 96 |  | 0 | 12.93 | 0.83 | 0.83 | 0 | 1225.82 | 0.05 | 0.05
614 | 1700052409562 | 814 | 1700052409571 | Tariff 97 |  | 0 | 38.94 | 0.92 | 0.92 | 0 | 3783.64 | 0.05 | 0.05
615 | 1700052279362 | 815 | 1700052279353 | Tariff 98 |  | 0 | 74.96 | 5.28 | 5.28 | 0 | 1259.25 | 0.05 | 0.05
704 | 1712407523002 |  |  | Tariff 100 | 2 | 0 | 5095.22 | 2.67 | 2.67 | 0 | 0 | 0 | 0
705 | 1714107179708 |  |  | Tariff 101 | 1 | 0 | 2160.79 | 32 | 32 | 0 | 0 | 0 | 0
706 | 1716846112651, 1700052948191 |  |  | Tariff 102 | 2 | 0 | 5797.65 | 3 | 3 | 0 | 0 | 0 | 0
707 | 1717159001300 |  |  | Tariff 103 | 1 | 0 | 1518.53 | 2.24 | 2.24 | 0 | 0 | 0 | 0
708 | 1717249710102 |  |  | Tariff 104 | 1 | 0 | 2169.09 | 2.76 | 2.76 | 0 | 0 | 0 | 0
710 | 1717491993500, 1727491993507 | 855 | 1700052708503 | Tariff 106 | 2 | 0 | 5920.78 | 4.11 | 4.11 | 0 | 240.02 | 0.05 | 0.05
685 | 1711953043404 |  |  | Tariff 108 | 1 | 0 | 3742.95 | 3.05 | 3.05 | 0 | 0 | 0 | 0
686 | 1712524882004 |  |  | Tariff 109 | 2 | 0 | 14247.18 | 3.08 | 3.08 | 0 | 0 | 0 | 0
687 | 1711843426252 |  |  | Tariff 110 | 1 | 0 | 1481.39 | 0.76 | 0.76 | 0 | 0 | 0 | 0
688 | 1711929555006 |  |  | Tariff 111 | 1 | 0 | 8702.74 | 1.7 | 1.7 | 0 | 0 | 0 | 0
638 | 1700051744440 | 838 | 1700051744459 | Tariff 112 |  | 0 | 216.16 | 0.38 | 0.38 | 0 | 327.52 | 0.05 | 0.05
689 | 1735033416884 |  |  | Tariff 122 | 2 | 0 | 4661.52 | 2.38 | 2.38 | 0 | 0 | 0 | 0
689 | 1745033416880 |  |  | Tariff 123 |  | 0 | 580 | 2.42 | 2.42 | 0 | 0 | 0 | 0
689 | 1725033416888 |  |  | Tariff 124 |  | 0 | 580 | 2.26 | 2.26 | 0 | 0 | 0 | 0
689 | 1715033416881 |  |  | Tariff 125 |  | 0 | 580 | 2.18 | 2.18 | 0 | 0 | 0 | 0
690 | 1715033416924 |  |  | Tariff 126 |  | 0 | 41670.93 | 2.34 | 2.34 | 0 | 0 | 0 | 0
690 | 1725033416920 |  |  | Tariff 127 | 3 | 0 | 14074.4 | 1.33 | 1.33 | 0 | 0 | 0 | 0
616 | 1700052338353 | 816 | 1700052338362 | Tariff 128 |  | 0 | 29.17 | 1.68 | 1.68 | 0 | 6107.83 | 0.05 | 0.05
617 | 1700052478830 | 817 | 1700052478840 | Tariff 129 |  | 0 | 39.86 | 0.72 | 0.72 | 0 | 1607.69 | 0.05 | 0.05
618 | 1700052478868 | 818 | 1700052478877 | Tariff 130 |  | 0 | 103.21 | 0.74 | 0.74 | 0 | 2497.76 | 0.05 | 0.05
619 | 1700052478812 | 819 | 1700052478821 | Tariff 131 |  | 0 | 45.83 | 0.82 | 0.82 | 0 | 1848.66 | 0.05 | 0.05
620 | 1700052464740 | 820 | 1700052464759 | Tariff 132 | 1 | 0 | 1030.78 | 2.79 | 2.79 | 0 | 1477.21 | 0.05 | 0.05
621 | 1700052372178 | 821 | 1700052372187 | Tariff 133 |  | 0 | 95.44 | 0.83 | 0.83 | 0 | 3790.76 | 0.05 | 0.05
622 | 1700052288701 | 822 | 1700052288696 | Tariff 134 |  | 0 | 103.82 | 0.48 | 0.48 | 0 | 0 | 0 | 0
623 | 1700052434197 | 823 | 1700052434211 | Tariff 135 | 1 | 0 | 462.22 | 1.59 | 1.59 | 0 | 1394.24 | 0.05 | 0.05
625 | 1700052427320 | 825 | 1700052427330 | Tariff 136 |  | 0 | 99.89 | 0.72 | 0.72 | 0 | 1997.86 | 0.05 | 0.05
626 | 1700052468489 | 826 | 1700052468498 | Tariff 137 |  | 0 | 10.71 | 1.29 | 1.29 | 0 | 0 | 0 | 0
766 | 1700051744430 | 966 | 1700051744421 | Tariff 138 |  | 0 | 249.94 | 0.36 | 0.36 | 0 | 4623.97 | 0.05 | 0.05
793 | 1700052446280 | 8710 | 8710 | Tariff 140 |  | 0 | 21.12 | 9.74 | 9.74 | 0 | 21471.47 | 0.05 | 0.05
630 | 1700052708187 | 830 | 1700052708196 | Tariff 141 | 1 | 0 | 833.88 | 1.37 | 1.37 | 0 | 1314.35 | 0.05 | 0.05
634 | 1700052479268 | 834 | 1700052479277 | Tariff 143 |  | 0 | 5.34 | 1 | 1 | 0 | 1229.26 | 0.05 | 0.05
635 | 1700052632341 | 835 | 1700052632350 | Tariff 144 |  | 0 | 57.8 | 0.85 | 0.85 | 0 | 7090.25 | 0.05 | 0.05
790 | 1700052250248 | 990 | 1700052250284 | Tariff 146 |  | 0 | 29 | 0.74 | 0.74 | 0 | 2105.38 | 0.05 | 0.05
644 | 1700051778192 | 844 | 1700051778183 | Tariff 147 | 1 | 0 | 567.9 | 0.59 | 0.59 | 0 | 8621.26 | 0.05 | 0.05
646 | 1700052537803 | 846 | 1700052537812 | Tariff 149 |  | 0 | 3.53 | 5.64 | 5.64 | 0 | 854.54 | 0.05 | 0.05
648 | 1700052909174 | 848 | 1700052909183 | Tariff 150 |  | 0 | 8.02 | 16.04 | 16.04 | 0 | 875.99 | 0.05 | 0.05
8715 | 8715 | 8715 | 8715 | Tariff 151 |  | 0 | 25.19 | 5.45 | 5.45 | 0 | 13274.88 | 0.05 | 0.05
652 | 1700052674875 | 852 | 1700052674884 | Tariff 153 |  | 0 | 100.07 | 0.72 | 0.72 | 0 | 10532.28 | 0.05 | 0.05
653 | 1700052577772 | 853 | 1700052577781 | Tariff 154 |  | 0 | 21.56 | 0.86 | 0.86 | 0 | 2954.75 | 0.05 | 0.05
654 | 1700052635991 | 854 | 1700052636008 | Tariff 155 |  | 0 | 12.82 | 0.97 | 0.97 | 0 | 845.25 | 0.05 | 0.05
795 | 1700052588250 | 859 | 1700052588296 | Tariff 157 |  | 0 | 185.09 | 0.74 | 0.74 | 0 | 672.98 | 0.05 | 0.05
796 | 1700052844312 | 860 | 1700052844321 | Tariff 158 |  | 0 | 14.52 | 1.03 | 1.03 | 0 | 3339.72 | 0.05 | 0.05
797 | 1700052585286 | 8717 | 8717 | Tariff 159 |  | 0 | 87.93 | 1.4 | 1.4 | 0 | 11018.6 | 0.05 | 0.05
658 | 1700052525366 | 863 | 1700052525375 | Tariff 161 |  | 0 | 111.3 | 1.52 | 1.52 | 0 | 27825.99 | 0.05 | 0.05
655 | 1700052524098 | 864 | 1700052524103 | Tariff 162 |  | 0 | 6.39 | 1.37 | 1.37 | 0 | 1271.77 | 0.05 | 0.05
659 | 1700052500724 | 865 | 1700052500733 | Tariff 163 |  | 0 | 75.52 | 1.78 | 1.78 | 0 | 18653.35 | 0.05 | 0.05
661 | 1700052601770 | 867 | 1700052601812 | Tariff 165 |  | 0 | 29.53 | 0.85 | 0.85 | 0 | 3330.94 | 0.05 | 0.05
624 | 1700052765487 | 824 | 1700052765496 | Tariff 166 |  | 0 | 31.83 | 0.72 | 0.72 | 0 | 1467.97 | 0.05 | 0.05
664 | 1700052793182 | 870 | 1700052793207 | Tariff 170 |  | 0 | 217.36 | 0.74 | 0.74 | 0 | 3764.61 | 0.05 | 0.05
665 | 1700052556300 | 871 | 1700052556319 | Tariff 171 |  | 0 | 29.07 | 0.76 | 0.76 | 0 | 1336.26 | 0.05 | 0.05
778 | 1700051768167 | 978 | 1700051768158 | Tariff 172 |  | 0 | 40.89 | 0.99 | 0.99 | 0 | 2330.95 | 0.05 | 0.05
667 | 1700052479212 | 873 | 1700052479221 | Tariff 174 |  | 0 | 100.17 | 0.83 | 0.83 | 0 | 4774.21 | 0.05 | 0.05
691 | 1700051747715 |  |  | Tariff 177 |  | 0 | 1149.05 | 1.01 | 1.01 | 0 | 0 | 0 | 0
691 | 1700051747733 |  |  | Tariff 178 |  | 0 | 1149.05 | 1.22 | 1.22 | 0 | 0 | 0 | 0
|  | 528 | 1700051731194 | Tariff 179 |  | 0 | 0 | 0 | 0 | 0 | 543.68 | 0.05 | 0.05
|  | 528 | 1700051731185 | Tariff 180 |  | 0 | 0 | 0 | 0 | 0 | 543.68 | 0.05 | 0.05
|  | 528 | 1700051731176 | Tariff 181 |  | 0 | 0 | 0 | 0 | 0 | 543.68 | 0.05 | 0.05
|  | 528 | 1700051731120 | Tariff 182 |  | 0 | 0 | 0 | 0 | 0 | 543.68 | 0.05 | 0.05
|  | 528 | 1700051731088 | Tariff 183 |  | 0 | 0 | 0 | 0 | 0 | 543.68 | 0.05 | 0.05
|  | 528 | 1700051731200 | Tariff 184 |  | 0 | 0 | 0 | 0 | 0 | 543.68 | 0.05 | 0.05
|  | 528 | 1700051730846 | Tariff 185 |  | 0 | 0 | 0 | 0 | 0 | 543.68 | 0.05 | 0.05
|  | 528 | 1700051730873 | Tariff 186 |  | 0 | 0 | 0 | 0 | 0 | 543.68 | 0.05 | 0.05
|  | 528 | 1700051730882 | Tariff 187 |  | 0 | 0 | 0 | 0 | 0 | 543.68 | 0.05 | 0.05
|  | 843 | 1700051730891 | Tariff 188 |  | 0 | 0 | 0 | 0 | 0 | 1149.05 | 0.05 | 0.05
|  | 843 | 1700051730943 | Tariff 189 |  | 0 | 0 | 0 | 0 | 0 | 1149.05 | 0.05 | 0.05
|  | 843 | 1700051730916 | Tariff 190 |  | 0 | 0 | 0 | 0 | 0 | 1149.05 | 0.05 | 0.05
668 | 1700052336009 | 874 | 1700052336018 | Tariff 191 |  | 0 | 49.62 | 5.36 | 5.36 | 0 | 2510.99 | 0.05 | 0.05
669 | 1700052611323 | 875 | 1700052611332 | Tariff 192 | 1 | 0 | 562.15 | 0.76 | 0.76 | 0 | 13104 | 0.05 | 0.05
780 | 1700052910658 | 980 | 1700052910667 | Tariff 194 |  | 0 | 394.31 | 5.44 | 5.44 | 0 | 19651.81 | 0.05 | 0.05
673 | 1700052767128 | 879 | 1700052767137 | Tariff 196 |  | 0 | 16.81 | 0.72 | 0.72 | 0 | 1414.87 | 0.05 | 0.05
647 | 1700052610348 | 847 | 1700052610357 | Tariff 197 |  | 0 | 8.59 | 0.89 | 0.89 | 0 | 990.38 | 0.05 | 0.05
583 | 1712392333485 |  |  | Tariff 200 | 1 | 0 | 1590.64 | 7.73 | 7.73 | 0 | 0 | 0 | 0
675 | 1700052707945 | 881 | 1700052707963 | Tariff 202 | 1 | 0 | 1281.57 | 1.73 | 1.73 | 0 | 2540.97 | 0.05 | 0.05
676 | 1700052445729 | 882 | 1700052445738 | Tariff 203 |  | 0 | 8.01 | 1.03 | 1.03 | 0 | 1297.97 | 0.05 | 0.05
677 | 1700052638539 | 883 | 1700052638548 | Tariff 204 |  | 0 | 58.93 | 1.62 | 1.62 | 0 | 11668.43 | 0.05 | 0.05
679 | 1700052643929 | 885 | 1700052643938 | Tariff 206 |  | 0 | 9.79 | 0.96 | 0.96 | 0 | 2222.95 | 0.05 | 0.05
680 | 1700052636150 | 886 | 1700052636160 | Tariff 207 |  | 0 | 11.21 | 0.73 | 0.73 | 0 | 898.74 | 0.05 | 0.05
681 | 1700052601413 | 887 | 1700052601469 | Tariff 208 |  | 0 | 5.32 | 0.65 | 0.65 | 0 | 0 | 0 | 0
682 | 1700052604567 | 888 | 1700052604576 | Tariff 209 |  | 0 | 17.93 | 1.03 | 1.03 | 0 | 2259.32 | 0.05 | 0.05
692 | 1700052619439 | 891 | 1700052619448 | Tariff 212 |  | 0 | 337.8 | 0.76 | 0.76 | 0 | 10809.61 | 0.05 | 0.05
694 | 1700052643593 | 893 | 1700052643609 | Tariff 214 |  | 0 | 469.79 | 0.73 | 0.73 | 0 | 6675.72 | 0.05 | 0.05
8720 | 8720 | 8720 | 8720 | Tariff 215 |  | 0 | 103.79 | 0.44 | 0.44 | 0 | 10701.89 | 0.05 | 0.05
696 | 1700052667450 | 895 | 1700052667460 | Tariff 216 |  | 0 | 29.43 | 0.72 | 0.72 | 0 | 1344.21 | 0.05 | 0.05
697 | 1700052667423 | 896 | 1700052667432 | Tariff 217 |  | 0 | 28.23 | 0.87 | 0.87 | 0 | 1345.41 | 0.05 | 0.05
656 | 1700052613757 | 856 | 1700052613766 | Tariff 221 |  | 0 | 29.82 | 0.93 | 0.93 | 0 | 7705.65 | 0.05 | 0.05
577 | 1700052218990, 1700052219007 |  |  | Tariff 228 | 4 | 0 | 52615.71 | 0.59 | 0.59 | 0 | 0 | 0 | 0
8719 | 8719 | 8719 | 8719 | Tariff 230 | 1 | 0 | 819.7 | 0.64 | 0.64 | 0 | 21305.73 | 0.05 | 0.05
581 | 1700052632379 | 908 | 1700052632388 | Tariff 232 |  | 0 | 55.04 | 0.93 | 0.93 | 0 | 3632.37 | 0.05 | 0.05
631 | 1700052750685 | 831 | 1700052750694 | Tariff 234 |  | 0 | 89.42 | 0.86 | 0.86 | 0 | 1066.32 | 0.05 | 0.05
636 | 1700052757705 | 836 | 1700052757714 | Tariff 235 |  | 0 | 6.01 | 3.06 | 3.06 | 0 | 1149.74 | 0.05 | 0.05
771 | 1700052979793 | 971 | 1700052979809 | Tariff 237 |  | 0 | 95.41 | 0.8 | 0.8 | 0 | 4547.49 | 0.05 | 0.05
8707 | 8707 | 8707 | 8707 | Tariff 238 |  | 0 | 3.95 | 0.64 | 0.64 | 0 | 0 | 0 | 0
750 | 1700052546774 |  |  | Tariff 239 | 1 | 0 | 3782.75 | 0.73 | 0.73 | 0 | 0 | 0 | 0
628 | 1700052708201 | 828 | 1700052708210 | Tariff 240 |  | 0 | 115.86 | 0.76 | 0.76 | 0 | 0 | 0 | 0
781 | 1700052765469 | 981 | 1700052765478 | Tariff 241 |  | 0 | 2067.26 | 0.9 | 0.9 | 0 | 12403.57 | 0.05 | 0.05
639 | 1700052751331 | 839 | 1700052751340 | Tariff 242 | 1 | 0 | 692.35 | 0.73 | 0.73 | 0 | 4129.59 | 0.05 | 0.05
8722 | 8722 | 8722 | 8722 | Tariff 246 | 1 | 0 | 1775.1 | 0.57 | 0.57 | 0 | 48901.98 | 0.05 | 0.05
570 | 1700052616916 | 970 | 1700052616925 | Tariff 249 |  | 0 | 522.89 | 0.59 | 0.59 | 0 | 52254.63 | 0.05 | 0.05
576 | 1700052791343 | 876 | 1700052791361 | Tariff 251 |  | 0 | 134.03 | 0.73 | 0.73 | 0 | 2278.52 | 0.05 | 0.05
580 | 1700052906944 | 880 | 1700052906953 | Tariff 252 |  | 0 | 18.3 | 0.72 | 0.72 | 0 | 1864.26 | 0.05 | 0.05
640 | 1700052750408 | 840 | 1700052750417 | Tariff 253 | 1 | 0 | 482.06 | 5.33 | 5.33 | 0 | 1342.45 | 0.05 | 0.05
629 | 1700052730856 | 829 | 1700052730865 | Tariff 254 |  | 0 | 7.67 | 0.72 | 0.72 | 0 | 1237.3 | 0.05 | 0.05
8741 | 8741 | 8741 | 8741 | Tariff 255 | 1 | 0 | 694.26 | 1.34 | 1.34 | 0 | 54293.53 | 0.05 | 0.05
641 | 1700052708586 | 841 | 1700052708595 | Tariff 256 |  | 0 | 46.75 | 0.72 | 0.72 | 0 | 2014.38 | 0.05 | 0.05
782 | 1700052966039 | 982 | 1700052966048 | Tariff 257 |  | 0 | 90.15 | 0.4 | 0.4 | 0 | 8468.53 | 0.05 | 0.05
590 | 1700053150075 | 531 | 1700053150084 | Tariff 258 |  | 0 | 46.64 | 3.56 | 3.56 | 0 | 10586.03 | 0.05 | 0.05
645 | 1700052867514 | 845 | 1700052867523 | Tariff 259 |  | 0 | 15.29 | 0.79 | 0.79 | 0 | 1448.92 | 0.05 | 0.05
649 | 1700052944504 | 849 | 1700052944513 | Tariff 260 |  | 0 | 4.12 | 3.63 | 3.63 | 0 | 1340.88 | 0.05 | 0.05
792 | 1700053043267 | 992 | 1700053043276 | Tariff 262 |  | 0 | 11.07 | 0.37 | 0.37 | 0 | 847 | 0.05 | 0.05
734 | 1700052967219 | 934 | 1700052967246 | Tariff 263 |  | 0 | 33.51 | 0.83 | 0.83 | 0 | 2741.77 | 0.05 | 0.05
693 | 1700052810094 | 933 | 1700052810100 | Tariff 265 |  | 0 | 207.42 | 0.83 | 0.83 | 0 | 2074.08 | 0.05 | 0.05
561 | 1700053292294 | 521 | 1700053292285 | Tariff 266 |  | 0 | 19.53 | 1.1 | 1.1 | 0 | 1302.22 | 0.05 | 0.05
695 | 1700052348254 | 995 | 1700052348263 | Tariff 269 |  | 0 | 1113.03 | 0.76 | 0.76 | 0 | 25034.28 | 0.05 | 0.05
764 | 1700053001080 | 964 | 1700053001090 | Tariff 273 |  | 0 | 398.55 | 0.77 | 0.77 | 0 | 28946.73 | 0.05 | 0.05
627 | 1700052434620 | 827 | 1700052434639 | Tariff 274 |  | 0 | 122.23 | 0.95 | 0.95 | 0 | 4551.79 | 0.05 | 0.05
698 | 1700052878000 | 898 | 1700052878010 | Tariff 277 |  | 0 | 37.09 | 0.73 | 0.73 | 0 | 1355.22 | 0.05 | 0.05
666 | 1700053065048 | 996 | 1700053065057 | Tariff 282 |  | 0 | 7.39 | 0.85 | 0.85 | 0 | 1554.77 | 0.05 | 0.05
642 | 1700052768380 | 842 | 1700052768390 | Tariff 286 |  | 0 | 8.43 | 3.57 | 3.57 | 0 | 1210.3 | 0.05 | 0.05
699 | 1700052826698 | 899 | 1700052826917 | Tariff 287 |  | 0 | 8.89 | 0.89 | 0.89 | 0 | 3914.66 | 0.05 | 0.05
8727 | 8727 | 8727 | 8727 | Tariff 288 | 1 | 0 | 814.67 | 1.3 | 1.3 | 0 | 62080.39 | 0.05 | 0.05
702 | 1700052857534 | 902 | 1700052857543 | Tariff 289 |  | 0 | 9.12 | 0.92 | 0.92 | 0 | 1119.65 | 0.05 | 0.05
712 | 1700052859903 | 912 | 1700052859912 | Tariff 290 |  | 0 | 5.04 | 1.21 | 1.21 | 0 | 2120.63 | 0.05 | 0.05
794 | 1700052887690 | 994 | 1700052887706 | Tariff 291 |  | 0 | 17.83 | 3.35 | 3.35 | 0 | 1173.42 | 0.05 | 0.05
716 | 1700052889721 | 916 | 1700052889730 | Tariff 292 |  | 0 | 1.63 | 0.95 | 0.95 | 0 | 856.44 | 0.05 | 0.05
719 | 1700052866733 | 919 | 1700052866742 | Tariff 295 |  | 0 | 2.44 | 1.84 | 1.84 | 0 | 579.79 | 0.05 | 0.05
765 | 1700052930014 | 965 | 1700052930023 | Tariff 296 |  | 0 | 16.99 | 0.95 | 0.95 | 0 | 2383.84 | 0.05 | 0.05
585 | 1700053106800 | 8755 | 8755 | Tariff 299 | 1 | 0 | 461.83 | 1.1 | 1.1 | 0 | 849.18 | 0.05 | 0.05
578 | 1700052918959 | 535 | 1700052918968 | Tariff 300 |  | 0 | 177.79 | 0.73 | 0.73 | 0 | 1992.59 | 0.05 | 0.05
776 | 1700052976686 | 976 | 1700052976700 | Tariff 302 |  | 0 | 150.54 | 0.88 | 0.88 | 0 | 5363.92 | 0.05 | 0.05
657 | 1700052983390 | 857 | 1700052983406 | Tariff 303 |  | 0 | 12.68 | 0.72 | 0.72 | 0 | 1335.01 | 0.05 | 0.05
594 | 1700053110676 | 533 | 1700053110685 | Tariff 311 |  | 0 | 467.53 | 0.38 | 0.38 | 0 | 4789.72 | 0.05 | 0.05
747 | 1700052947453 | 947 | 1700052947620 | Tariff 312 |  | 0 | 20.98 | 0.72 | 0.72 | 0 | 1807.1 | 0.05 | 0.05
757 | 1700052947791 | 957 | 1700052947807 | Tariff 317 |  | 0 | 35.68 | 0.77 | 0.77 | 0 | 1314.3 | 0.05 | 0.05
Y15 | 1700060138588 | Z15 | 1700060138597 | Tariff 318 |  | 0 | 3.65 | 1.41 | 1.41 | 0 | 1268.3 | 0.05 | 0.05
Y13 | 1700060110875 | Z13 | 1700060110884 | Tariff 319 |  | 0 | 96.95 | 1.29 | 1.29 | 0 | 7050.68 | 0.05 | 0.05
672 | 1700052944531 | 872 | 1700052944540 | Tariff 320 |  | 0 | 4.45 | 0.76 | 0.76 | 0 | 1481.43 | 0.05 | 0.05
768 | 1700052959218 | 968 | 1700052959227 | Tariff 322 |  | 0 | 22.35 | 1.3 | 1.3 | 0 | 1175.94 | 0.05 | 0.05
674 | 1700053106829 | 894 | 1700053106838 | Tariff 327 |  | 0 | 5.56 | 0.9 | 0.9 | 0 | 852.51 | 0.05 | 0.05
Y07 | 1700060059786 | Z07 | 1700060059795 | Tariff 330 |  | 0 | 12.64 | 0.72 | 0.72 | 0 | 1530.12 | 0.05 | 0.05
728 | 1700052988877 | 878 | 1700052988886 | Tariff 331 |  | 0 | 22.52 | 0.84 | 0.84 | 0 | 835.54 | 0.05 | 0.05
751 | 1700052988840 | 911 | 1700052988859 | Tariff 334 |  | 0 | 25.52 | 0.72 | 0.72 | 0 | 1611.66 | 0.05 | 0.05
720 | 1700052866760 | 920 | 1700052866770 | Tariff 340 |  | 0 | 8.92 | 2.3 | 2.3 | 0 | 1487.14 | 0.05 | 0.05
8752 | 8752 | 8756 | 8756 | Tariff 342 |  | 0 | 21.17 | 0.72 | 0.72 | 0 | 2101.15 | 0.05 | 0.05
TBC | 1700060267549 | TBC | 1700060267558 | Tariff 347 |  | 0 | 6.6 | 0.79 | 0.79 | 0 | 2430.35 | 0.05 | 0.05
788 | 1700053037510 | 988 | 1700053037529 | Tariff 348 |  | 0 | 7.14 | 1.07 | 1.07 | 0 | 1252.36 | 0.05 | 0.05
Y01 | 1700060123633 | Z01 | 1700060123642 | Tariff 350 |  | 0 | 144.6 | 0.86 | 0.86 | 0 | 6544.49 | 0.05 | 0.05
721 | 1700052954655 | 921 | 1700052954664 | Tariff 355 |  | 0 | 2.02 | 0.8 | 0.8 | 0 | 1063.46 | 0.05 | 0.05
798 | 1700052963083 | 998 | 1700052963092 | Tariff 356 |  | 0 | 17.58 | 33.39 | 33.39 | 0 | 840.49 | 0.05 | 0.05
670 | 1700053127721 | 8738 | 8738 | Tariff 357 |  | 0 | 18.09 | 0.99 | 0.99 | 0 | 4080.2 | 0.05 | 0.05
759 | 1700052976792 | 959 | 1700052976808 | Tariff 358 |  | 0 | 5.51 | 0.72 | 0.72 | 0 | 1160.61 | 0.05 | 0.05
671 | 1700052982909 | 901 | 1700052982927 | Tariff 359 |  | 0 | 2.44 | 1.84 | 1.84 | 0 | 579.79 | 0.05 | 0.05
785 | 1700053058797 | 905 | 1700053058802 | Tariff 362 |  | 0 | 470.17 | 0.8 | 0.8 | 0 | 21170.25 | 0.05 | 0.05
643 | 1700053092158 |  |  | Tariff 363 | 1 | 0 | 1656.42 | 5.91 | 5.91 | 0 | 0 | 0 | 0
760 | 1700053127730 | 8737 | 8737 | Tariff 364 |  | 0 | 46.71 | 0.42 | 0.42 | 0 | 3223.2 | 0.05 | 0.05
572 | 1700052996655 | 862 | 1700052996664 | Tariff 365 |  | 0 | 16.87 | 0.93 | 0.93 | 0 | 1242.64 | 0.05 | 0.05
8743 | 8743 | 8743 | 8743 | Tariff 367 |  | 0 | 14.06 | 1.22 | 1.22 | 0 | 844.01 | 0.05 | 0.05
591 | 1700053137232 | 8757 | 8757 | Tariff 369 |  | 0 | 305.02 | 0.48 | 0.48 | 0 | 27520.78 | 0.05 | 0.05
663 | 1700053029244 | 897 | 1700053029253 | Tariff 372 |  | 0 | 157.29 | 0.77 | 0.77 | 0 | 15231.79 | 0.05 | 0.05
571 | 1700053276195 | 861 | 1700053276200 | Tariff 375 |  | 0 | 11.77 | 0.74 | 0.74 | 0 | 1239.39 | 0.05 | 0.05
683 | 1700053048070 | 907 | 1700053048089, 1700053217214, 1700053217205 | Tariff 377 |  | 0 | 10.07 | 1.05 | 1.05 | 0 | 1236.98 | 0.05 | 0.05
733 | 1700053036241 | 997 | 1700053036250 | Tariff 379 |  | 0 | 0.99 | 0.97 | 0.97 | 0 | 857.08 | 0.05 | 0.05
752 | 1700053043285 | 892 | 1700053043294 | Tariff 380 |  | 0 | 24.32 | 0.73 | 0.73 | 0 | 1861.87 | 0.05 | 0.05
573 | 1700053043300 | 993 | 1700053043319 | Tariff 381 |  | 0 | 11.07 | 0.73 | 0.73 | 0 | 847 | 0.05 | 0.05
770 | 1700053062419 |  |  | Tariff 382 | 3 | 0 | 22679.83 | 3.6 | 3.6 | 0 | 0 | 0 | 0
592 | 1700053164022 |  |  | Tariff 384 | 2 | 0 | 18806.56 | 1.64 | 1.64 | 0 | 0 | 0 | 0
700 | 1700053104965 | 858 | 1700053104974 | Tariff 387 |  | 0 | 78.01 | 5.26 | 5.26 | 0 | 780.06 | 0.05 | 0.05
593 | 1700053187039 | 532 | 1700053187048 | Tariff 389 |  | 0 | 964.86 | 0.97 | 0.97 | 0 | 52051.6 | 0.05 | 0.05
586 | 1700053289868 | 536 | 1700053289877 | Tariff 390 |  | 0 | 2.64 | 1.9 | 1.9 | 0 | 1194.61 | 0.05 | 0.05
568 | 1700053141762, 1700053152392 | 538 | 1700053141771, 1700053152408 | Tariff 392 | 1 | 0 | 11307.8 | 1.5 | 1.5 | 0 | 9143.79 | 0.05 | 0.05
579 | 1700053339473 | 8764 | 8764 | Tariff 393 |  | 0 | 91.17 | 0.84 | 0.84 | 0 | 13880.34 | 0.05 | 0.05
Y16 | 1700060114727 | Z16 | 1700060114736 | Tariff 401 |  | 0 | 1070.52 | 1.12 | 1.12 | 0 | 1126.84 | 0.05 | 0.05
Y14 |  | Z14 |  | Tariff 405 |  | 0 | 340.21 | 0.32 | 0.32 | 0 | 469.61 | 0.05 | 0.05
584 | 1700053240055 | 534 | 1700053240064 | Tariff 416 | 1 | 0 | 555.96 | 1.51 | 1.51 | 0 | 1291.9 | 0.05 | 0.05
8770 | 8770 | 8771 | 8771 | Tariff 424 |  | 0 | 945.77 | 0.59 | 0.59 | 0 | 995.54 | 0.05 | 0.05
587 | 1700053287930 | 537 | 1700053282134 | Tariff 426 |  | 0 | 21.38 | 3.36 | 3.36 | 0 | 4276.32 | 0.05 | 0.05
0052 | 0052 | 0053 | 0053 | Tariff 432 |  | 0 | 209.97 | 0.51 | 0.51 | 0 | 41994.89 | 0.05 | 0.05
8768 | 8768 | 8769 | 8769 | Tariff 433 |  | 0 | 939.76 | 0.54 | 0.54 | 0 | 989.21 | 0.05 | 0.05
Y02 | 1700060087278 | Z02 | 1700060087287 | Tariff 434 |  | 0 | 25.11 | 0.73 | 0.73 | 0 | 1650.7 | 0.05 | 0.05
582 | 1700053343424 | 869 | 1700053343433 | Tariff 436 |  | 0 | 9.54 | 5.34 | 5.34 | 0 | 897.18 | 0.05 | 0.05
Y06 | 1700060029675 | Z06 | 1700060029684 | Tariff 439 | 1 | 0 | 588.44 | 1.06 | 1.06 | 0 | 722.58 | 0.05 | 0.05
8760 | 8760 | 8760 | 8760 | Tariff 440 |  | 0 | 207.5 | 1.31 | 1.31 | 0 | 31203.77 | 0.05 | 0.05
599 | 1700053298890 | 540 | 1700053298905 | Tariff 443 |  | 0 | 38.64 | 0.73 | 0.73 | 0 | 4474.67 | 0.05 | 0.05
588 | 1700053280182 | 539 | 1700053280191 | Tariff 444 |  | 0 | 214.13 | 0.74 | 0.74 | 0 | 643.93 | 0.05 | 0.05
574 | 1700060031850 | 955 | 1700060031860 | Tariff 445 |  | 0 | 1963.38 | 0.4 | 0.4 | 0 | 2066.7 | 0.05 | 0.05
575 | 1700060004305 | 889 | 1700060004314 | Tariff 446 |  | 0 | 2023.77 | 0.63 | 0.63 | 0 | 2130.27 | 0.05 | 0.05
Y03 |  | Z03 |  | Tariff 447 |  | 0 | 1066.07 | 0.51 | 0.51 | 0 | 1122.17 | 0.05 | 0.05
606 | 1700060022740 | 877 | 1700060022759 | Tariff 448 |  | 0 | 6.9 | 1.35 | 1.35 | 0 | 1445.59 | 0.05 | 0.05
Y04 | 1700060033272 | Z04 | 1700060033281 | Tariff 451 |  | 0 | 11.24 | 1.53 | 1.53 | 0 | 1183.36 | 0.05 | 0.05
Y05 | 1700060025990 |  |  | Tariff 452 |  | 0 | 2030.03 | 3.07 | 3.07 | 0 | 0 | 0 | 0
690 | 1715033416906 |  |  | Tariff 453 | 1 | 0 | 1612.95 | 4.7 | 4.7 | 0 | 0 | 0 | 0
Y08 | 1700060175320 | Z08 | 1700060175330 | Tariff 454 |  | 0 | 3595.44 | 0.51 | 0.51 | 0 | 3595.44 | 0.05 | 0.05
Y10 | 1700060144926 | Z10 | 1700060144935 | Tariff 456 |  | 0 | 3307.4 | 0.51 | 0.51 | 0 | 3481.46 | 0.05 | 0.05
Y11 | 1700060198903 | Z11 | 1700060198912 | Tariff 457 |  | 0 | 1258.54 | 0.9 | 0.9 | 0 | 1324.77 | 0.05 | 0.05
Y12 | 1700060138560 | Z12 | 1700060138579 | Tariff 458 |  | 0 | 3.39 | 1.41 | 1.41 | 0 | 1178.76 | 0.05 | 0.05
755 | 1700060058365 | 904 | 1700060058374 | Tariff 459 |  | 0 | 2494.32 | 0.85 | 0.85 | 0 | 2494.32 | 0.05 | 0.05
709 | 1700060066603 |  |  | Tariff 460 | 3 | 0 | 11961.43 | 2.17 | 2.17 | 0 | 0 | 0 | 0
Y17 |  | Z17 |  | Tariff 462 |  | 0 | 1449.12 | 0.51 | 0.51 | 0 | 1525.38 | 0.05 | 0.05
Y18 |  | Z18 |  | Tariff 463 |  | 0 | 813.87 | 0.51 | 0.51 | 0 | 856.7 | 0.05 | 0.05
Y20 | 1700060113360 | Z20 | 1700060113370 | Tariff 465 |  | 0 | 898.2 | 1.51 | 1.51 | 0 | 945.45 | 0.05 | 0.05
8782 | 8782 | 8783 | 8783 | Tariff 466 |  | 0 | 1140.07 | 1.57 | 1.57 | 0 | 1200.08 | 0.05 | 0.05
8784 | 8784 | 8785 | 8785 | Tariff 467 |  | 0 | 1074.03 | 1.56 | 1.56 | 0 | 1130.55 | 0.05 | 0.05
Y23 |  | Z23 |  | Tariff 469 |  | 0 | 273.32 | 0.51 | 0.51 | 0 | 7633.63 | 0.05 | 0.05
Y25 | 1700060225210 | Z25 | 1700060225229 | Tariff 471 |  | 0 | 27.48 | 0.86 | 0.86 | 0 | 1215.6 | 0.05 | 0.05
Y26 |  | Z26 |  | Tariff 472 |  | 0 | 1302.44 | 0.89 | 0.89 | 0 | 1370.98 | 0.05 | 0.05
Y27 | 1700060211722 | Z27 | 1700060211810 | Tariff 473 |  | 0 | 11.32 | 0.79 | 0.79 | 0 | 1142.05 | 0.05 | 0.05
0048 | 0048 | 0049 | 0049 | Tariff 474 |  | 0 | 440.34 | 0.86 | 0.86 | 0 | 670.77 | 0.05 | 0.05
Y29 | 1700060223444 | Z29 | 1700060223453 | Tariff 475 |  | 0 | 3252.51 | 5.39 | 5.39 | 0 | 1443.41 | 0.05 | 0.05
8797 | 8797 | 8798 | 8798 | Tariff 476 |  | 0 | 2892.33 | 0.51 | 0.51 | 0 | 2892.33 | 0.05 | 0.05
Y30 | 1700060236781 |  |  | Tariff 477 | 1 | 0 | 1689.74 | 1.02 | 1.02 | 0 | 0 | 0 | 0
Y31 | 1700060238812 | Z31 | 1700060238821 | Tariff 478 |  | 0 | 4.73 | 0.79 | 0.79 | 0 | 2121.19 | 0.05 | 0.05
0054 | 0054 | 0055 | 0055 | Tariff 479 |  | 0 | 450.02 | 0.51 | 0.51 | 0 | 34107.22 | 0.05 | 0.05
TBC | 1700060238706 | TBC | 1700060238715 | Tariff 480 |  | 0 | 1346.32 | 0.51 | 0.51 | 0 | 1417.17 | 0.05 | 0.05
TBC | 1700060280976 | TBC | 1700060280985 | Tariff 481 |  | 0 | 5141.56 | 0.51 | 0.51 | 0 | 5412.14 | 0.05 | 0.05
TBC |  | TBC |  | Tariff 482 |  | 0 | 2095.89 | 0.51 | 0.51 | 0 | 1858.17 | -6 | 0.05
TBC |  | TBC |  | Tariff 483 |  | 0 | 4.44 | 0.32 | 0.32 | 0 | 1355.76 | 0.05 | 0.05
TBC | 1700060240626 | TBC | 1700060240635 | Tariff 484 |  | 0 | 9.28 | 0.51 | 0.51 | 0 | 2931.92 | 0.05 | 0.05
TBC | 1700060240644 | TBC | 1700060240653 | Tariff 485 |  | 0 | 1116.95 | 0.51 | 0.51 | 0 | 1175.69 | 0.05 | 0.05
TBC | 1700060240608 | TBC | 1700060240617 | Tariff 486 |  | 0 | 11.31 | 1.32 | 1.32 | 0 | 2224.16 | 0.05 | 0.05

## Annex 2a Import
Note: The list of MPANs / MSIDs provided may be incomplete; the DNO reserves the right to apply the listed charges to any other MPANs / MSIDs associated with the site. Note: The timebands are as shown in Annex 2.
Scottish Hydro Electric Power Distribution plc - Effective from 1 April 2027 - Final Designated EHV import charges
Import LLFC / DUoS Tariff ID | Import MPANs/MSIDs | Name | Import Super Red unit charge (p/kWh) | Import fixed charge (p/day) | Import capacity charge (p/kVA/day) | Import exceeded capacity charge (p/kVA/day)
595 | 1712385815400 | Tariff 1 | 0 | 4661.52 | 3.82 | 3.82
596 | 1700051251844 | Tariff 2 | 0 | 1552.77 | 2.22 | 2.22
597 | 1711602345053 | Tariff 3 | 0 | 1032.95 | 8.07 | 8.07
598 | 1717121416604 | Tariff 4 | 1.49 | 722.97 | 0.86 | 0.86
560 | 1700051737559 | Tariff 5 | 0 | 4.49 | 0.84 | 0.84
560 | 1700051737568 | Tariff 6 | 0 | 6.83 | 0.84 | 0.84
562 | 1700051741068 | Tariff 8 | 0 | 175.56 | 0.84 | 0.84
562 | 1700051740988 | Tariff 9 | 0 | 146.61 | 0.84 | 0.84
562 | 1700051740960 | Tariff 10 | 0 | 16.23 | 0.84 | 0.84
563 | 1700051737647 | Tariff 11 | 0 | 264.16 | 0.84 | 0.84
564 | 1700051765732 | Tariff 12 | 0 | 908.58 | 0.72 | 0.72
566 | 1700051741110 | Tariff 14 | 0 | 0 | 0.84 | 0.84
567 | 1700052157576 | Tariff 15 | 0 | 17.17 | 0.99 | 0.99
569 | 1710056910505 | Tariff 16 | 0 | 1032.95 | 13.91 | 13.91
713 | 1712380671009 | Tariff 17 | 0 | 7.3 | 0.36 | 0.36
714 | 1712398153703, 1700051612511 | Tariff 18 | 0 | 16570.94 | 1.13 | 1.13
8707 | 8707 | Tariff 20 | 0 | 0.45 | 1.94 | 1.94
717 | 1700051126888 | Tariff 21 | 0 | 38.17 | 0.88 | 0.88
718 | 1700051955969 | Tariff 22 | 0 | 15.3 | 1.03 | 1.03
637 | 1700051778208 | Tariff 23 | 0 | 473.29 | 1.59 | 1.59
8328 | 8328 | Tariff 24 | 0 | 58.9 | 1.66 | 1.66
722 | 1700051742780 | Tariff 25 | 0 | 7.6 | 2.73 | 2.73
8696 | 8696 | Tariff 26 | 0 | 4.33 | 1.22 | 1.22
723 | 1700051976550 | Tariff 27 | 0 | 6.09 | 1.04 | 1.04
724 | 1700052029865 | Tariff 28 | 0 | 6.73 | 0.93 | 0.93
725 | 1700051728590 | Tariff 29 | 0 | 65.98 | 0.68 | 0.68
726 | 1700051703898 | Tariff 30 | 0 | 7.34 | 0.72 | 0.72
8699 | 8699 | Tariff 31 | 0 | 118.63 | 1.14 | 1.14
8699 | 8699 | Tariff 32 | 0 | 118.63 | 1.14 | 1.14
727 | 1700051782729 | Tariff 33 | 0 | 5.19 | 1.01 | 1.01
730 | 1700051741990 | Tariff 35 | 0 | 16.48 | 0.95 | 0.95
731 | 1700051584955 | Tariff 36 | 0 | 9.37 | 0.81 | 0.81
732 | 1700052249980 | Tariff 37 | 0 | 11.69 | 1.04 | 1.04
787 | 1700051754020 | Tariff 38 | 0 | 19.64 | 0.5 | 0.5
8688 | 8688 | Tariff 39 | 0 | 1.64 | 0.72 | 0.72
735 | 1700051754369 | Tariff 40 | 0 | 5 | 0.81 | 0.81
736 | 1700051754401 | Tariff 41 | 0 | 5 | 0.96 | 0.96
737 | 1700051742034 | Tariff 42 | 0 | 6.81 | 1.49 | 1.49
738 | 1700051741077 | Tariff 43 | 0 | 38.27 | 0.72 | 0.72
739 | 1700051741086 | Tariff 44 | 0 | 38.27 | 0.72 | 0.72
740 | 1700051754313 | Tariff 45 | 0 | 508.72 | 0.95 | 0.95
741 | 1700051737600 | Tariff 46 | 0 | 116.63 | 0.72 | 0.72
742 | 1700051737610 | Tariff 47 | 0 | 4.63 | 0.72 | 0.72
743 | 1700051746952 | Tariff 48 | 0 | 7.28 | 0.93 | 0.93
744 | 1700051957664 | Tariff 49 | 0 | 69.58 | 0.73 | 0.73
745 | 1700052002748 | Tariff 50 | 0 | 30.22 | 0.94 | 0.94
746 | 1700052002720 | Tariff 51 | 0 | 68.41 | 0.97 | 0.97
748 | 1700051956466 | Tariff 52 | 0 | 3.72 | 1.67 | 1.67
749 | 1700051622272 | Tariff 53 | 0 | 574.7 | 0.89 | 0.89
753 | 1700051965043 | Tariff 54 | 0 | 6.99 | 1.18 | 1.18
754 | 1700051740923 | Tariff 55 | 0 | 0.62 | 0.72 | 0.72
756 | 1700051770412 | Tariff 57 | 0 | 5.88 | 0.72 | 0.72
758 | 1700051742897 | Tariff 58 | 0 | 48.73 | 0.72 | 0.72
589 | 1700051737629 | Tariff 59 | 0 | 0.46 | 0.72 | 0.72
761 | 1700051751562 | Tariff 60 | 0 | 30.07 | 0.72 | 0.72
8694 | 8694 | Tariff 61 | 0 | 34.21 | 1.53 | 1.53
8694 | 8694 | Tariff 62 | 0 | 34.13 | 1.63 | 1.63
762 | 1700051737638 | Tariff 63 | 0 | 28.3 | 0.45 | 0.45
763 | 1700052250169 | Tariff 64 | 0 | 17.69 | 0.72 | 0.72
767 | 1700051737683 | Tariff 65 | 0 | 30.76 | 0.72 | 0.72
769 | 1700051738092 | Tariff 67 | 0 | 0.87 | 0.72 | 0.72
8687 | 8687 | Tariff 68 | 0 | 454.29 | 0.72 | 0.72
772 | 1700051740950 | Tariff 69 | 0 | 11.32 | 0.72 | 0.72
773 | 1700051742744 | Tariff 70 | 0 | 23.55 | 1.15 | 1.15
774 | 1700051742708 | Tariff 71 | 0 | 21.23 | 1.12 | 1.12
633 | 1700052410683 | Tariff 72 | 0 | 184.63 | 0.91 | 0.91
775 | 1700051857055 | Tariff 73 | 0 | 476.01 | 0.53 | 0.53
777 | 1700052048593 | Tariff 74 | 0 | 72.41 | 0.72 | 0.72
779 | 1700051740890 | Tariff 75 | 0 | 155.52 | 0.72 | 0.72
783 | 1700051740905 | Tariff 79 | 0 | 2.49 | 0.72 | 0.72
784 | 1700051740914 | Tariff 80 | 0 | 2.49 | 0.72 | 0.72
786 | 1700051742070 | Tariff 82 | 0 | 534.4 | 0.85 | 0.85
8689 | 8689 | Tariff 83 | 0 | 4.09 | 0.72 | 0.72
8689 | 8689 | Tariff 84 | 0 | 4.65 | 0.72 | 0.72
789 | 1700052121427 | Tariff 85 | 0 | 4.08 | 1.22 | 1.22
791 | 1700052276956 | Tariff 86 | 0 | 8.77 | 0.92 | 0.92
8740 | 8740 | Tariff 87 | 0 | 487.05 | 1.59 | 1.59
607 | 1700052336027 | Tariff 88 | 0 | 33.05 | 0.87 | 0.87
608 | 1700052371769 | Tariff 89 | 0 | 688.2 | 0.45 | 0.45
729 | 1700051877993 | Tariff 90 | 0 | 87.25 | 0.89 | 0.89
609 | 1700052335929 | Tariff 91 | 0 | 33.31 | 0.72 | 0.72
610 | 1700052383462 | Tariff 93 | 0 | 11.85 | 0.72 | 0.72
611 | 1700052250016 | Tariff 94 | 0 | 14.91 | 0.8 | 0.8
612 | 1700052333968 | Tariff 95 | 0 | 20.32 | 1 | 1
613 | 1700052409544 | Tariff 96 | 0 | 12.93 | 0.83 | 0.83
614 | 1700052409562 | Tariff 97 | 0 | 38.94 | 0.92 | 0.92
615 | 1700052279362 | Tariff 98 | 0 | 74.96 | 5.28 | 5.28
704 | 1712407523002 | Tariff 100 | 0 | 5095.22 | 2.67 | 2.67
705 | 1714107179708 | Tariff 101 | 0 | 2160.79 | 32 | 32
706 | 1716846112651, 1700052948191 | Tariff 102 | 0 | 5797.65 | 3 | 3
707 | 1717159001300 | Tariff 103 | 0 | 1518.53 | 2.24 | 2.24
708 | 1717249710102 | Tariff 104 | 0 | 2169.09 | 2.76 | 2.76
710 | 1717491993500, 1727491993507 | Tariff 106 | 0 | 5920.78 | 4.11 | 4.11
685 | 1711953043404 | Tariff 108 | 0 | 3742.95 | 3.05 | 3.05
686 | 1712524882004 | Tariff 109 | 0 | 14247.18 | 3.08 | 3.08
687 | 1711843426252 | Tariff 110 | 0 | 1481.39 | 0.76 | 0.76
688 | 1711929555006 | Tariff 111 | 0 | 8702.74 | 1.7 | 1.7
638 | 1700051744440 | Tariff 112 | 0 | 216.16 | 0.38 | 0.38
689 | 1735033416884 | Tariff 122 | 0 | 4661.52 | 2.38 | 2.38
689 | 1745033416880 | Tariff 123 | 0 | 580 | 2.42 | 2.42
689 | 1725033416888 | Tariff 124 | 0 | 580 | 2.26 | 2.26
689 | 1715033416881 | Tariff 125 | 0 | 580 | 2.18 | 2.18
690 | 1715033416924 | Tariff 126 | 0 | 41670.93 | 2.34 | 2.34
690 | 1725033416920 | Tariff 127 | 0 | 14074.4 | 1.33 | 1.33
616 | 1700052338353 | Tariff 128 | 0 | 29.17 | 1.68 | 1.68
617 | 1700052478830 | Tariff 129 | 0 | 39.86 | 0.72 | 0.72
618 | 1700052478868 | Tariff 130 | 0 | 103.21 | 0.74 | 0.74
619 | 1700052478812 | Tariff 131 | 0 | 45.83 | 0.82 | 0.82
620 | 1700052464740 | Tariff 132 | 0 | 1030.78 | 2.79 | 2.79
621 | 1700052372178 | Tariff 133 | 0 | 95.44 | 0.83 | 0.83
622 | 1700052288701 | Tariff 134 | 0 | 103.82 | 0.48 | 0.48
623 | 1700052434197 | Tariff 135 | 0 | 462.22 | 1.59 | 1.59
625 | 1700052427320 | Tariff 136 | 0 | 99.89 | 0.72 | 0.72
626 | 1700052468489 | Tariff 137 | 0 | 10.71 | 1.29 | 1.29
766 | 1700051744430 | Tariff 138 | 0 | 249.94 | 0.36 | 0.36
793 | 1700052446280 | Tariff 140 | 0 | 21.12 | 9.74 | 9.74
630 | 1700052708187 | Tariff 141 | 0 | 833.88 | 1.37 | 1.37
634 | 1700052479268 | Tariff 143 | 0 | 5.34 | 1 | 1
635 | 1700052632341 | Tariff 144 | 0 | 57.8 | 0.85 | 0.85
790 | 1700052250248 | Tariff 146 | 0 | 29 | 0.74 | 0.74
644 | 1700051778192 | Tariff 147 | 0 | 567.9 | 0.59 | 0.59
646 | 1700052537803 | Tariff 149 | 0 | 3.53 | 5.64 | 5.64
648 | 1700052909174 | Tariff 150 | 0 | 8.02 | 16.04 | 16.04
8715 | 8715 | Tariff 151 | 0 | 25.19 | 5.45 | 5.45
652 | 1700052674875 | Tariff 153 | 0 | 100.07 | 0.72 | 0.72
653 | 1700052577772 | Tariff 154 | 0 | 21.56 | 0.86 | 0.86
654 | 1700052635991 | Tariff 155 | 0 | 12.82 | 0.97 | 0.97
795 | 1700052588250 | Tariff 157 | 0 | 185.09 | 0.74 | 0.74
796 | 1700052844312 | Tariff 158 | 0 | 14.52 | 1.03 | 1.03
797 | 1700052585286 | Tariff 159 | 0 | 87.93 | 1.4 | 1.4
658 | 1700052525366 | Tariff 161 | 0 | 111.3 | 1.52 | 1.52
655 | 1700052524098 | Tariff 162 | 0 | 6.39 | 1.37 | 1.37
659 | 1700052500724 | Tariff 163 | 0 | 75.52 | 1.78 | 1.78
661 | 1700052601770 | Tariff 165 | 0 | 29.53 | 0.85 | 0.85
624 | 1700052765487 | Tariff 166 | 0 | 31.83 | 0.72 | 0.72
664 | 1700052793182 | Tariff 170 | 0 | 217.36 | 0.74 | 0.74
665 | 1700052556300 | Tariff 171 | 0 | 29.07 | 0.76 | 0.76
778 | 1700051768167 | Tariff 172 | 0 | 40.89 | 0.99 | 0.99
667 | 1700052479212 | Tariff 174 | 0 | 100.17 | 0.83 | 0.83
691 | 1700051747715 | Tariff 177 | 0 | 1149.05 | 1.01 | 1.01
691 | 1700051747733 | Tariff 178 | 0 | 1149.05 | 1.22 | 1.22
668 | 1700052336009 | Tariff 191 | 0 | 49.62 | 5.36 | 5.36
669 | 1700052611323 | Tariff 192 | 0 | 562.15 | 0.76 | 0.76
780 | 1700052910658 | Tariff 194 | 0 | 394.31 | 5.44 | 5.44
673 | 1700052767128 | Tariff 196 | 0 | 16.81 | 0.72 | 0.72
647 | 1700052610348 | Tariff 197 | 0 | 8.59 | 0.89 | 0.89
583 | 1712392333485 | Tariff 200 | 0 | 1590.64 | 7.73 | 7.73
675 | 1700052707945 | Tariff 202 | 0 | 1281.57 | 1.73 | 1.73
676 | 1700052445729 | Tariff 203 | 0 | 8.01 | 1.03 | 1.03
677 | 1700052638539 | Tariff 204 | 0 | 58.93 | 1.62 | 1.62
679 | 1700052643929 | Tariff 206 | 0 | 9.79 | 0.96 | 0.96
680 | 1700052636150 | Tariff 207 | 0 | 11.21 | 0.73 | 0.73
681 | 1700052601413 | Tariff 208 | 0 | 5.32 | 0.65 | 0.65
682 | 1700052604567 | Tariff 209 | 0 | 17.93 | 1.03 | 1.03
692 | 1700052619439 | Tariff 212 | 0 | 337.8 | 0.76 | 0.76
694 | 1700052643593 | Tariff 214 | 0 | 469.79 | 0.73 | 0.73
8720 | 8720 | Tariff 215 | 0 | 103.79 | 0.44 | 0.44
696 | 1700052667450 | Tariff 216 | 0 | 29.43 | 0.72 | 0.72
697 | 1700052667423 | Tariff 217 | 0 | 28.23 | 0.87 | 0.87
656 | 1700052613757 | Tariff 221 | 0 | 29.82 | 0.93 | 0.93
577 | 1700052218990, 1700052219007 | Tariff 228 | 0 | 52615.71 | 0.59 | 0.59
8719 | 8719 | Tariff 230 | 0 | 819.7 | 0.64 | 0.64
581 | 1700052632379 | Tariff 232 | 0 | 55.04 | 0.93 | 0.93
631 | 1700052750685 | Tariff 234 | 0 | 89.42 | 0.86 | 0.86
636 | 1700052757705 | Tariff 235 | 0 | 6.01 | 3.06 | 3.06
771 | 1700052979793 | Tariff 237 | 0 | 95.41 | 0.8 | 0.8
8707 | 8707 | Tariff 238 | 0 | 3.95 | 0.64 | 0.64
750 | 1700052546774 | Tariff 239 | 0 | 3782.75 | 0.73 | 0.73
628 | 1700052708201 | Tariff 240 | 0 | 115.86 | 0.76 | 0.76
781 | 1700052765469 | Tariff 241 | 0 | 2067.26 | 0.9 | 0.9
639 | 1700052751331 | Tariff 242 | 0 | 692.35 | 0.73 | 0.73
8722 | 8722 | Tariff 246 | 0 | 1775.1 | 0.57 | 0.57
570 | 1700052616916 | Tariff 249 | 0 | 522.89 | 0.59 | 0.59
576 | 1700052791343 | Tariff 251 | 0 | 134.03 | 0.73 | 0.73
580 | 1700052906944 | Tariff 252 | 0 | 18.3 | 0.72 | 0.72
640 | 1700052750408 | Tariff 253 | 0 | 482.06 | 5.33 | 5.33
629 | 1700052730856 | Tariff 254 | 0 | 7.67 | 0.72 | 0.72
8741 | 8741 | Tariff 255 | 0 | 694.26 | 1.34 | 1.34
641 | 1700052708586 | Tariff 256 | 0 | 46.75 | 0.72 | 0.72
782 | 1700052966039 | Tariff 257 | 0 | 90.15 | 0.4 | 0.4
590 | 1700053150075 | Tariff 258 | 0 | 46.64 | 3.56 | 3.56
645 | 1700052867514 | Tariff 259 | 0 | 15.29 | 0.79 | 0.79
649 | 1700052944504 | Tariff 260 | 0 | 4.12 | 3.63 | 3.63
792 | 1700053043267 | Tariff 262 | 0 | 11.07 | 0.37 | 0.37
734 | 1700052967219 | Tariff 263 | 0 | 33.51 | 0.83 | 0.83
693 | 1700052810094 | Tariff 265 | 0 | 207.42 | 0.83 | 0.83
561 | 1700053292294 | Tariff 266 | 0 | 19.53 | 1.1 | 1.1
695 | 1700052348254 | Tariff 269 | 0 | 1113.03 | 0.76 | 0.76
764 | 1700053001080 | Tariff 273 | 0 | 398.55 | 0.77 | 0.77
627 | 1700052434620 | Tariff 274 | 0 | 122.23 | 0.95 | 0.95
698 | 1700052878000 | Tariff 277 | 0 | 37.09 | 0.73 | 0.73
666 | 1700053065048 | Tariff 282 | 0 | 7.39 | 0.85 | 0.85
642 | 1700052768380 | Tariff 286 | 0 | 8.43 | 3.57 | 3.57
699 | 1700052826698 | Tariff 287 | 0 | 8.89 | 0.89 | 0.89
8727 | 8727 | Tariff 288 | 0 | 814.67 | 1.3 | 1.3
702 | 1700052857534 | Tariff 289 | 0 | 9.12 | 0.92 | 0.92
712 | 1700052859903 | Tariff 290 | 0 | 5.04 | 1.21 | 1.21
794 | 1700052887690 | Tariff 291 | 0 | 17.83 | 3.35 | 3.35
716 | 1700052889721 | Tariff 292 | 0 | 1.63 | 0.95 | 0.95
719 | 1700052866733 | Tariff 295 | 0 | 2.44 | 1.84 | 1.84
765 | 1700052930014 | Tariff 296 | 0 | 16.99 | 0.95 | 0.95
585 | 1700053106800 | Tariff 299 | 0 | 461.83 | 1.1 | 1.1
578 | 1700052918959 | Tariff 300 | 0 | 177.79 | 0.73 | 0.73
776 | 1700052976686 | Tariff 302 | 0 | 150.54 | 0.88 | 0.88
657 | 1700052983390 | Tariff 303 | 0 | 12.68 | 0.72 | 0.72
594 | 1700053110676 | Tariff 311 | 0 | 467.53 | 0.38 | 0.38
747 | 1700052947453 | Tariff 312 | 0 | 20.98 | 0.72 | 0.72
757 | 1700052947791 | Tariff 317 | 0 | 35.68 | 0.77 | 0.77
Y15 | 1700060138588 | Tariff 318 | 0 | 3.65 | 1.41 | 1.41
Y13 | 1700060110875 | Tariff 319 | 0 | 96.95 | 1.29 | 1.29
672 | 1700052944531 | Tariff 320 | 0 | 4.45 | 0.76 | 0.76
768 | 1700052959218 | Tariff 322 | 0 | 22.35 | 1.3 | 1.3
674 | 1700053106829 | Tariff 327 | 0 | 5.56 | 0.9 | 0.9
Y07 | 1700060059786 | Tariff 330 | 0 | 12.64 | 0.72 | 0.72
728 | 1700052988877 | Tariff 331 | 0 | 22.52 | 0.84 | 0.84
751 | 1700052988840 | Tariff 334 | 0 | 25.52 | 0.72 | 0.72
720 | 1700052866760 | Tariff 340 | 0 | 8.92 | 2.3 | 2.3
8752 | 8752 | Tariff 342 | 0 | 21.17 | 0.72 | 0.72
TBC | 1700060267549 | Tariff 347 | 0 | 6.6 | 0.79 | 0.79
788 | 1700053037510 | Tariff 348 | 0 | 7.14 | 1.07 | 1.07
Y01 | 1700060123633 | Tariff 350 | 0 | 144.6 | 0.86 | 0.86
721 | 1700052954655 | Tariff 355 | 0 | 2.02 | 0.8 | 0.8
798 | 1700052963083 | Tariff 356 | 0 | 17.58 | 33.39 | 33.39
670 | 1700053127721 | Tariff 357 | 0 | 18.09 | 0.99 | 0.99
759 | 1700052976792 | Tariff 358 | 0 | 5.51 | 0.72 | 0.72
671 | 1700052982909 | Tariff 359 | 0 | 2.44 | 1.84 | 1.84
785 | 1700053058797 | Tariff 362 | 0 | 470.17 | 0.8 | 0.8
643 | 1700053092158 | Tariff 363 | 0 | 1656.42 | 5.91 | 5.91
760 | 1700053127730 | Tariff 364 | 0 | 46.71 | 0.42 | 0.42
572 | 1700052996655 | Tariff 365 | 0 | 16.87 | 0.93 | 0.93
8743 | 8743 | Tariff 367 | 0 | 14.06 | 1.22 | 1.22
591 | 1700053137232 | Tariff 369 | 0 | 305.02 | 0.48 | 0.48
663 | 1700053029244 | Tariff 372 | 0 | 157.29 | 0.77 | 0.77
571 | 1700053276195 | Tariff 375 | 0 | 11.77 | 0.74 | 0.74
683 | 1700053048070 | Tariff 377 | 0 | 10.07 | 1.05 | 1.05
733 | 1700053036241 | Tariff 379 | 0 | 0.99 | 0.97 | 0.97
752 | 1700053043285 | Tariff 380 | 0 | 24.32 | 0.73 | 0.73
573 | 1700053043300 | Tariff 381 | 0 | 11.07 | 0.73 | 0.73
770 | 1700053062419 | Tariff 382 | 0 | 22679.83 | 3.6 | 3.6
592 | 1700053164022 | Tariff 384 | 0 | 18806.56 | 1.64 | 1.64
700 | 1700053104965 | Tariff 387 | 0 | 78.01 | 5.26 | 5.26
593 | 1700053187039 | Tariff 389 | 0 | 964.86 | 0.97 | 0.97
586 | 1700053289868 | Tariff 390 | 0 | 2.64 | 1.9 | 1.9
568 | 1700053141762, 1700053152392 | Tariff 392 | 0 | 11307.8 | 1.5 | 1.5
579 | 1700053339473 | Tariff 393 | 0 | 91.17 | 0.84 | 0.84
Y16 | 1700060114727 | Tariff 401 | 0 | 1070.52 | 1.12 | 1.12
Y14 |  | Tariff 405 | 0 | 340.21 | 0.32 | 0.32
584 | 1700053240055 | Tariff 416 | 0 | 555.96 | 1.51 | 1.51
8770 | 8770 | Tariff 424 | 0 | 945.77 | 0.59 | 0.59
587 | 1700053287930 | Tariff 426 | 0 | 21.38 | 3.36 | 3.36
0052 | 0052 | Tariff 432 | 0 | 209.97 | 0.51 | 0.51
8768 | 8768 | Tariff 433 | 0 | 939.76 | 0.54 | 0.54
Y02 | 1700060087278 | Tariff 434 | 0 | 25.11 | 0.73 | 0.73
582 | 1700053343424 | Tariff 436 | 0 | 9.54 | 5.34 | 5.34
Y06 | 1700060029675 | Tariff 439 | 0 | 588.44 | 1.06 | 1.06
8760 | 8760 | Tariff 440 | 0 | 207.5 | 1.31 | 1.31
599 | 1700053298890 | Tariff 443 | 0 | 38.64 | 0.73 | 0.73
588 | 1700053280182 | Tariff 444 | 0 | 214.13 | 0.74 | 0.74
574 | 1700060031850 | Tariff 445 | 0 | 1963.38 | 0.4 | 0.4
575 | 1700060004305 | Tariff 446 | 0 | 2023.77 | 0.63 | 0.63
Y03 |  | Tariff 447 | 0 | 1066.07 | 0.51 | 0.51
606 | 1700060022740 | Tariff 448 | 0 | 6.9 | 1.35 | 1.35
Y04 | 1700060033272 | Tariff 451 | 0 | 11.24 | 1.53 | 1.53
Y05 | 1700060025990 | Tariff 452 | 0 | 2030.03 | 3.07 | 3.07
690 | 1715033416906 | Tariff 453 | 0 | 1612.95 | 4.7 | 4.7
Y08 | 1700060175320 | Tariff 454 | 0 | 3595.44 | 0.51 | 0.51
Y10 | 1700060144926 | Tariff 456 | 0 | 3307.4 | 0.51 | 0.51
Y11 | 1700060198903 | Tariff 457 | 0 | 1258.54 | 0.9 | 0.9
Y12 | 1700060138560 | Tariff 458 | 0 | 3.39 | 1.41 | 1.41
755 | 1700060058365 | Tariff 459 | 0 | 2494.32 | 0.85 | 0.85
709 | 1700060066603 | Tariff 460 | 0 | 11961.43 | 2.17 | 2.17
Y17 |  | Tariff 462 | 0 | 1449.12 | 0.51 | 0.51
Y18 |  | Tariff 463 | 0 | 813.87 | 0.51 | 0.51
Y20 | 1700060113360 | Tariff 465 | 0 | 898.2 | 1.51 | 1.51
8782 | 8782 | Tariff 466 | 0 | 1140.07 | 1.57 | 1.57
8784 | 8784 | Tariff 467 | 0 | 1074.03 | 1.56 | 1.56
Y23 |  | Tariff 469 | 0 | 273.32 | 0.51 | 0.51
Y25 | 1700060225210 | Tariff 471 | 0 | 27.48 | 0.86 | 0.86
Y26 |  | Tariff 472 | 0 | 1302.44 | 0.89 | 0.89
Y27 | 1700060211722 | Tariff 473 | 0 | 11.32 | 0.79 | 0.79
0048 | 0048 | Tariff 474 | 0 | 440.34 | 0.86 | 0.86
Y29 | 1700060223444 | Tariff 475 | 0 | 3252.51 | 5.39 | 5.39
8797 | 8797 | Tariff 476 | 0 | 2892.33 | 0.51 | 0.51
Y30 | 1700060236781 | Tariff 477 | 0 | 1689.74 | 1.02 | 1.02
Y31 | 1700060238812 | Tariff 478 | 0 | 4.73 | 0.79 | 0.79
0054 | 0054 | Tariff 479 | 0 | 450.02 | 0.51 | 0.51
TBC | 1700060238706 | Tariff 480 | 0 | 1346.32 | 0.51 | 0.51
TBC | 1700060280976 | Tariff 481 | 0 | 5141.56 | 0.51 | 0.51
TBC |  | Tariff 482 | 0 | 2095.89 | 0.51 | 0.51
TBC |  | Tariff 483 | 0 | 4.44 | 0.32 | 0.32
TBC | 1700060240626 | Tariff 484 | 0 | 9.28 | 0.51 | 0.51
TBC | 1700060240644 | Tariff 485 | 0 | 1116.95 | 0.51 | 0.51
TBC | 1700060240608 | Tariff 486 | 0 | 11.31 | 1.32 | 1.32

## Annex 2b Export
Note: The list of MPANs / MSIDs provided may be incomplete; the DNO reserves the right to apply the listed charges to any other MPANs / MSIDs associated with the site. Note: The timebands are as shown in Annex 2.
Scottish Hydro Electric Power Distribution plc - Effective from 1 April 2027 - Final Designated EHV export charges
Export LLFC / DUoS Tariff ID | Export MPANs/MSIDs | Name | Export Super Red unit charge (p/kWh) | Export fixed charge (p/day) | Export capacity charge (p/kVA/day) | Export exceeded capacity charge (p/kVA/day)
530 | 1700052708460 | Tariff 4 | 0 | 309.98 | 0.05 | 0.05
520 | 1700051732541 | Tariff 5 | 0 | 539.19 | 0.05 | 0.05
520 | 1700051732550 | Tariff 6 | 0 | 536.85 | 0.05 | 0.05
522 | 1700051734177 | Tariff 8 | 0 | 368.12 | 0.05 | 0.05
522 | 1700051737372 | Tariff 9 | 0 | 397.07 | 0.05 | 0.05
522 | 1700051734121 | Tariff 10 | 0 | 527.46 | 0.05 | 0.05
523 | 1700051733944 | Tariff 11 | 0 | 279.53 | 0.05 | 0.05
524 | 1700051765723 | Tariff 12 | 0 | 0 | 0 | 0
526 | 1700051730386 | Tariff 14 | 0 | 0 | 0.05 | 0.05
527 | 1700052157585 | Tariff 15 | 0 | 241.06 | 0.05 | 0.05
913 | 1700051748160 | Tariff 17 | 0 | 2145.99 | 0.05 | 0.05
914 | 1700051731539, 1700051731548 | Tariff 18 | 0 | 10692.71 | 0.05 | 0.05
8707 | 8707 | Tariff 20 | 0 | 0 | 0 | 0
917 | 1700051731282 | Tariff 21 | 0 | 1157.11 | 0.05 | 0.05
918 | 1700051955940 | Tariff 22 | 0 | 0 | 0 | 0
837 | 1700051771578 | Tariff 23 | 0 | 8715.87 | 0.05 | 0.05
8328 | 8328 | Tariff 24 | 0 | 27092.4 | 0.05 | 0.05
922 | 1700051732133 | Tariff 25 | 0 | 4385.36 | 0.05 | 0.05
8696 | 8696 | Tariff 26 | 0 | 0 | 0 | 0
923 | 1700051976560 | Tariff 27 | 0 | 0 | 0 | 0
924 | 1700052029856 | Tariff 28 | 0 | 0 | 0 | 0
925 | 1700051780216 | Tariff 29 | 0 | 0 | 0 | 0
926 | 1700051822559 | Tariff 30 | 0 | 0 | 0 | 0
8699 | 8699 | Tariff 31 | 0 | 0 | 0 | 0
8699 | 8699 | Tariff 32 | 0 | 0 | 0 | 0
927 | 1700051782710 | Tariff 33 | 0 | 0 | 0 | 0
930 | 1700051732286 | Tariff 35 | 0 | 1515.9 | 0.05 | 0.05
931 | 1700051732374 | Tariff 36 | 0 | 0 | 0 | 0
932 | - | Tariff 37 | 0 | 2805.1 | 0.05 | 0.05
987 | 1700051754011 | Tariff 38 | 0 | 0 | 0 | 0
8688 | 8688 | Tariff 39 | 0 | 915.57 | 0.05 | 0.05
935 | 1700051775660 | Tariff 40 | 0 | 0 | 0 | 0
936 | 1700051775670 | Tariff 41 | 0 | 0 | 0 | 0
937 | 1700051732310 | Tariff 42 | 0 | 0 | 0 | 0
938 | 1700051734195 | Tariff 43 | 0 | 1148.05 | 0.05 | 0.05
939 | 1700051734200 | Tariff 44 | 0 | 1148.05 | 0.05 | 0.05
940 | 1700051781520 | Tariff 45 | 0 | 0 | 0 | 0
941 | 1700051733536 | Tariff 46 | 0 | 1214.93 | 0.05 | 0.05
942 | 1700051733689 | Tariff 47 | 0 | 972.76 | 0.05 | 0.05
943 | 1700051746961 | Tariff 48 | 0 | 1088.86 | 0.05 | 0.05
944 | 1700051957655 | Tariff 49 | 0 | 0 | 0 | 0
945 | 1700052002710 | Tariff 50 | 0 | 0 | 0 | 0
946 | 1700052002739 | Tariff 51 | 0 | 0 | 0 | 0
948 | 1700051956457 | Tariff 52 | 0 | 0 | 0 | 0
949 | 1700051732151 | Tariff 53 | 0 | 1334.24 | 0.05 | 0.05
953 | 1700051965052 | Tariff 54 | 0 | 2056.41 | 0.05 | 0.05
954 | 1700051734103 | Tariff 55 | 0 | 155.01 | 0.05 | 0.05
956 | 1700051770403 | Tariff 57 | 0 | 0 | 0 | 0
958 | 1700051732417 | Tariff 58 | 0 | 0 | 0 | 0
529 | 1700051733759 | Tariff 59 | 0 | 172.71 | 0.05 | 0.05
961 | 1700051751553 | Tariff 60 | 0 | 1247.85 | 0.05 | 0.05
8694 | 8694 | Tariff 61 | 0 | 0 | 0 | 0
8694 | 8694 | Tariff 62 | 0 | 0 | 0 | 0
962 | 1700051733810 | Tariff 63 | 0 | 2943.19 | 0.05 | 0.05
963 | 1700052250178 | Tariff 64 | 0 | 1790.95 | 0.05 | 0.05
967 | 1700051734015 | Tariff 65 | 0 | 4921.77 | 0.05 | 0.05
969 | 1700051734033 | Tariff 67 | 0 | 275.53 | 0.05 | 0.05
8687 | 8687 | Tariff 68 | 0 | 281.29 | 0.05 | 0.05
972 | 1700051734896 | Tariff 69 | 0 | 1414.89 | 0.05 | 0.05
973 | 1700051731690 | Tariff 70 | 0 | 1412.95 | 0.05 | 0.05
974 | 1700051731501 | Tariff 71 | 0 | 1415.27 | 0.05 | 0.05
833 | 1700052410692 | Tariff 72 | 0 | 35762.58 | 0.05 | 0.05
975 | 1700051857046 | Tariff 73 | 0 | 0 | 0 | 0
977 | 1700052048584 | Tariff 74 | 0 | 2411.31 | 0.05 | 0.05
979 | 1700051734070 | Tariff 75 | 0 | 4043.51 | 0.05 | 0.05
983 | 1700051734089 | Tariff 79 | 0 | 486.2 | 0.05 | 0.05
984 | 1700051734098 | Tariff 80 | 0 | 486.2 | 0.05 | 0.05
985 | 1700051744928 | Tariff 81 | 0 | 3880.99 | 0.05 | 0.05
986 | 1700051732356 | Tariff 82 | 0 | 0 | 0 | 0
8689 | 8689 | Tariff 83 | 0 | 1635.36 | 0.05 | 0.05
8689 | 8689 | Tariff 84 | 0 | 1861.92 | 0.05 | 0.05
989 | 1700052121436 | Tariff 85 | 0 | 1286.55 | 0.05 | 0.05
991 | 1700052276983 | Tariff 86 | 0 | 849.29 | 0.05 | 0.05
8740 | 8740 | Tariff 87 | 0 | 6102.9 | 0.05 | 0.05
807 | 1700052336036 | Tariff 88 | 0 | 2534.72 | 0.05 | 0.05
808 | 1700052371750 | Tariff 89 | 0 | 0 | 0 | 0
929 | 1700051877984 | Tariff 90 | 0 | 0 | 0 | 0
809 | 1700052335938 | Tariff 91 | 0 | 1612.17 | 0.05 | 0.05
810 | 1700052383471 | Tariff 93 | 0 | 1249.73 | 0.05 | 0.05
811 | 1700052250025 | Tariff 94 | 0 | 1176.12 | 0.05 | 0.05
812 | 1700052333977, 1700052755726 | Tariff 95 | 0 | 5030.32 | 0.05 | 0.05
813 | 1700052409553 | Tariff 96 | 0 | 1225.82 | 0.05 | 0.05
814 | 1700052409571 | Tariff 97 | 0 | 3783.64 | 0.05 | 0.05
815 | 1700052279353 | Tariff 98 | 0 | 1259.25 | 0.05 | 0.05
855 | 1700052708503 | Tariff 106 | 0 | 240.02 | 0.05 | 0.05
838 | 1700051744459 | Tariff 112 | 0 | 327.52 | 0.05 | 0.05
816 | 1700052338362 | Tariff 128 | 0 | 6107.83 | 0.05 | 0.05
817 | 1700052478840 | Tariff 129 | 0 | 1607.69 | 0.05 | 0.05
818 | 1700052478877 | Tariff 130 | 0 | 2497.76 | 0.05 | 0.05
819 | 1700052478821 | Tariff 131 | 0 | 1848.66 | 0.05 | 0.05
820 | 1700052464759 | Tariff 132 | 0 | 1477.21 | 0.05 | 0.05
821 | 1700052372187 | Tariff 133 | 0 | 3790.76 | 0.05 | 0.05
822 | 1700052288696 | Tariff 134 | 0 | 0 | 0 | 0
823 | 1700052434211 | Tariff 135 | 0 | 1394.24 | 0.05 | 0.05
825 | 1700052427330 | Tariff 136 | 0 | 1997.86 | 0.05 | 0.05
826 | 1700052468498 | Tariff 137 | 0 | 0 | 0 | 0
966 | 1700051744421 | Tariff 138 | 0 | 4623.97 | 0.05 | 0.05
8710 | 8710 | Tariff 140 | 0 | 21471.47 | 0.05 | 0.05
830 | 1700052708196 | Tariff 141 | 0 | 1314.35 | 0.05 | 0.05
834 | 1700052479277 | Tariff 143 | 0 | 1229.26 | 0.05 | 0.05
835 | 1700052632350 | Tariff 144 | 0 | 7090.25 | 0.05 | 0.05
990 | 1700052250284 | Tariff 146 | 0 | 2105.38 | 0.05 | 0.05
844 | 1700051778183 | Tariff 147 | 0 | 8621.26 | 0.05 | 0.05
846 | 1700052537812 | Tariff 149 | 0 | 854.54 | 0.05 | 0.05
848 | 1700052909183 | Tariff 150 | 0 | 875.99 | 0.05 | 0.05
8715 | 8715 | Tariff 151 | 0 | 13274.88 | 0.05 | 0.05
852 | 1700052674884 | Tariff 153 | 0 | 10532.28 | 0.05 | 0.05
853 | 1700052577781 | Tariff 154 | 0 | 2954.75 | 0.05 | 0.05
854 | 1700052636008 | Tariff 155 | 0 | 845.25 | 0.05 | 0.05
859 | 1700052588296 | Tariff 157 | 0 | 672.98 | 0.05 | 0.05
860 | 1700052844321 | Tariff 158 | 0 | 3339.72 | 0.05 | 0.05
8717 | 8717 | Tariff 159 | 0 | 11018.6 | 0.05 | 0.05
863 | 1700052525375 | Tariff 161 | 0 | 27825.99 | 0.05 | 0.05
864 | 1700052524103 | Tariff 162 | 0 | 1271.77 | 0.05 | 0.05
865 | 1700052500733 | Tariff 163 | 0 | 18653.35 | 0.05 | 0.05
867 | 1700052601812 | Tariff 165 | 0 | 3330.94 | 0.05 | 0.05
824 | 1700052765496 | Tariff 166 | 0 | 1467.97 | 0.05 | 0.05
870 | 1700052793207 | Tariff 170 | 0 | 3764.61 | 0.05 | 0.05
871 | 1700052556319 | Tariff 171 | 0 | 1336.26 | 0.05 | 0.05
978 | 1700051768158 | Tariff 172 | 0 | 2330.95 | 0.05 | 0.05
873 | 1700052479221 | Tariff 174 | 0 | 4774.21 | 0.05 | 0.05
528 | 1700051731194 | Tariff 179 | 0 | 543.68 | 0.05 | 0.05
528 | 1700051731185 | Tariff 180 | 0 | 543.68 | 0.05 | 0.05
528 | 1700051731176 | Tariff 181 | 0 | 543.68 | 0.05 | 0.05
528 | 1700051731120 | Tariff 182 | 0 | 543.68 | 0.05 | 0.05
528 | 1700051731088 | Tariff 183 | 0 | 543.68 | 0.05 | 0.05
528 | 1700051731200 | Tariff 184 | 0 | 543.68 | 0.05 | 0.05
528 | 1700051730846 | Tariff 185 | 0 | 543.68 | 0.05 | 0.05
528 | 1700051730873 | Tariff 186 | 0 | 543.68 | 0.05 | 0.05
528 | 1700051730882 | Tariff 187 | 0 | 543.68 | 0.05 | 0.05
843 | 1700051730891 | Tariff 188 | 0 | 1149.05 | 0.05 | 0.05
843 | 1700051730943 | Tariff 189 | 0 | 1149.05 | 0.05 | 0.05
843 | 1700051730916 | Tariff 190 | 0 | 1149.05 | 0.05 | 0.05
874 | 1700052336018 | Tariff 191 | 0 | 2510.99 | 0.05 | 0.05
875 | 1700052611332 | Tariff 192 | 0 | 13104 | 0.05 | 0.05
980 | 1700052910667 | Tariff 194 | 0 | 19651.81 | 0.05 | 0.05
879 | 1700052767137 | Tariff 196 | 0 | 1414.87 | 0.05 | 0.05
847 | 1700052610357 | Tariff 197 | 0 | 990.38 | 0.05 | 0.05
881 | 1700052707963 | Tariff 202 | 0 | 2540.97 | 0.05 | 0.05
882 | 1700052445738 | Tariff 203 | 0 | 1297.97 | 0.05 | 0.05
883 | 1700052638548 | Tariff 204 | 0 | 11668.43 | 0.05 | 0.05
885 | 1700052643938 | Tariff 206 | 0 | 2222.95 | 0.05 | 0.05
886 | 1700052636160 | Tariff 207 | 0 | 898.74 | 0.05 | 0.05
887 | 1700052601469 | Tariff 208 | 0 | 0 | 0 | 0
888 | 1700052604576 | Tariff 209 | 0 | 2259.32 | 0.05 | 0.05
891 | 1700052619448 | Tariff 212 | 0 | 10809.61 | 0.05 | 0.05
893 | 1700052643609 | Tariff 214 | 0 | 6675.72 | 0.05 | 0.05
8720 | 8720 | Tariff 215 | 0 | 10701.89 | 0.05 | 0.05
895 | 1700052667460 | Tariff 216 | 0 | 1344.21 | 0.05 | 0.05
896 | 1700052667432 | Tariff 217 | 0 | 1345.41 | 0.05 | 0.05
856 | 1700052613766 | Tariff 221 | 0 | 7705.65 | 0.05 | 0.05
8719 | 8719 | Tariff 230 | 0 | 21305.73 | 0.05 | 0.05
908 | 1700052632388 | Tariff 232 | 0 | 3632.37 | 0.05 | 0.05
831 | 1700052750694 | Tariff 234 | 0 | 1066.32 | 0.05 | 0.05
836 | 1700052757714 | Tariff 235 | 0 | 1149.74 | 0.05 | 0.05
971 | 1700052979809 | Tariff 237 | 0 | 4547.49 | 0.05 | 0.05
8707 | 8707 | Tariff 238 | 0 | 0 | 0 | 0
828 | 1700052708210 | Tariff 240 | 0 | 0 | 0 | 0
981 | 1700052765478 | Tariff 241 | 0 | 12403.57 | 0.05 | 0.05
839 | 1700052751340 | Tariff 242 | 0 | 4129.59 | 0.05 | 0.05
8722 | 8722 | Tariff 246 | 0 | 48901.98 | 0.05 | 0.05
970 | 1700052616925 | Tariff 249 | 0 | 52254.63 | 0.05 | 0.05
876 | 1700052791361 | Tariff 251 | 0 | 2278.52 | 0.05 | 0.05
880 | 1700052906953 | Tariff 252 | 0 | 1864.26 | 0.05 | 0.05
840 | 1700052750417 | Tariff 253 | 0 | 1342.45 | 0.05 | 0.05
829 | 1700052730865 | Tariff 254 | 0 | 1237.3 | 0.05 | 0.05
8741 | 8741 | Tariff 255 | 0 | 54293.53 | 0.05 | 0.05
841 | 1700052708595 | Tariff 256 | 0 | 2014.38 | 0.05 | 0.05
982 | 1700052966048 | Tariff 257 | 0 | 8468.53 | 0.05 | 0.05
531 | 1700053150084 | Tariff 258 | 0 | 10586.03 | 0.05 | 0.05
845 | 1700052867523 | Tariff 259 | 0 | 1448.92 | 0.05 | 0.05
849 | 1700052944513 | Tariff 260 | 0 | 1340.88 | 0.05 | 0.05
992 | 1700053043276 | Tariff 262 | 0 | 847 | 0.05 | 0.05
934 | 1700052967246 | Tariff 263 | 0 | 2741.77 | 0.05 | 0.05
933 | 1700052810100 | Tariff 265 | 0 | 2074.08 | 0.05 | 0.05
521 | 1700053292285 | Tariff 266 | 0 | 1302.22 | 0.05 | 0.05
995 | 1700052348263 | Tariff 269 | 0 | 25034.28 | 0.05 | 0.05
964 | 1700053001090 | Tariff 273 | 0 | 28946.73 | 0.05 | 0.05
827 | 1700052434639 | Tariff 274 | 0 | 4551.79 | 0.05 | 0.05
898 | 1700052878010 | Tariff 277 | 0 | 1355.22 | 0.05 | 0.05
996 | 1700053065057 | Tariff 282 | 0 | 1554.77 | 0.05 | 0.05
842 | 1700052768390 | Tariff 286 | 0 | 1210.3 | 0.05 | 0.05
899 | 1700052826917 | Tariff 287 | 0 | 3914.66 | 0.05 | 0.05
8727 | 8727 | Tariff 288 | 0 | 62080.39 | 0.05 | 0.05
902 | 1700052857543 | Tariff 289 | 0 | 1119.65 | 0.05 | 0.05
912 | 1700052859912 | Tariff 290 | 0 | 2120.63 | 0.05 | 0.05
994 | 1700052887706 | Tariff 291 | 0 | 1173.42 | 0.05 | 0.05
916 | 1700052889730 | Tariff 292 | 0 | 856.44 | 0.05 | 0.05
919 | 1700052866742 | Tariff 295 | 0 | 579.79 | 0.05 | 0.05
965 | 1700052930023 | Tariff 296 | 0 | 2383.84 | 0.05 | 0.05
8755 | 8755 | Tariff 299 | 0 | 849.18 | 0.05 | 0.05
535 | 1700052918968 | Tariff 300 | 0 | 1992.59 | 0.05 | 0.05
976 | 1700052976700 | Tariff 302 | 0 | 5363.92 | 0.05 | 0.05
857 | 1700052983406 | Tariff 303 | 0 | 1335.01 | 0.05 | 0.05
533 | 1700053110685 | Tariff 311 | 0 | 4789.72 | 0.05 | 0.05
947 | 1700052947620 | Tariff 312 | 0 | 1807.1 | 0.05 | 0.05
957 | 1700052947807 | Tariff 317 | 0 | 1314.3 | 0.05 | 0.05
Z15 | 1700060138597 | Tariff 318 | 0 | 1268.3 | 0.05 | 0.05
Z13 | 1700060110884 | Tariff 319 | 0 | 7050.68 | 0.05 | 0.05
872 | 1700052944540 | Tariff 320 | 0 | 1481.43 | 0.05 | 0.05
968 | 1700052959227 | Tariff 322 | 0 | 1175.94 | 0.05 | 0.05
894 | 1700053106838 | Tariff 327 | 0 | 852.51 | 0.05 | 0.05
Z07 | 1700060059795 | Tariff 330 | 0 | 1530.12 | 0.05 | 0.05
878 | 1700052988886 | Tariff 331 | 0 | 835.54 | 0.05 | 0.05
911 | 1700052988859 | Tariff 334 | 0 | 1611.66 | 0.05 | 0.05
920 | 1700052866770 | Tariff 340 | 0 | 1487.14 | 0.05 | 0.05
8756 | 8756 | Tariff 342 | 0 | 2101.15 | 0.05 | 0.05
TBC | 1700060267558 | Tariff 347 | 0 | 2430.35 | 0.05 | 0.05
988 | 1700053037529 | Tariff 348 | 0 | 1252.36 | 0.05 | 0.05
Z01 | 1700060123642 | Tariff 350 | 0 | 6544.49 | 0.05 | 0.05
921 | 1700052954664 | Tariff 355 | 0 | 1063.46 | 0.05 | 0.05
998 | 1700052963092 | Tariff 356 | 0 | 840.49 | 0.05 | 0.05
8738 | 8738 | Tariff 357 | 0 | 4080.2 | 0.05 | 0.05
959 | 1700052976808 | Tariff 358 | 0 | 1160.61 | 0.05 | 0.05
901 | 1700052982927 | Tariff 359 | 0 | 579.79 | 0.05 | 0.05
905 | 1700053058802 | Tariff 362 | 0 | 21170.25 | 0.05 | 0.05
8737 | 8737 | Tariff 364 | 0 | 3223.2 | 0.05 | 0.05
862 | 1700052996664 | Tariff 365 | 0 | 1242.64 | 0.05 | 0.05
8743 | 8743 | Tariff 367 | 0 | 844.01 | 0.05 | 0.05
8757 | 8757 | Tariff 369 | 0 | 27520.78 | 0.05 | 0.05
897 | 1700053029253 | Tariff 372 | 0 | 15231.79 | 0.05 | 0.05
861 | 1700053276200 | Tariff 375 | 0 | 1239.39 | 0.05 | 0.05
907 | 1700053048089, 1700053217214, 1700053217205 | Tariff 377 | 0 | 1236.98 | 0.05 | 0.05
997 | 1700053036250 | Tariff 379 | 0 | 857.08 | 0.05 | 0.05
892 | 1700053043294 | Tariff 380 | 0 | 1861.87 | 0.05 | 0.05
993 | 1700053043319 | Tariff 381 | 0 | 847 | 0.05 | 0.05
858 | 1700053104974 | Tariff 387 | 0 | 780.06 | 0.05 | 0.05
532 | 1700053187048 | Tariff 389 | 0 | 52051.6 | 0.05 | 0.05
536 | 1700053289877 | Tariff 390 | 0 | 1194.61 | 0.05 | 0.05
538 | 1700053141771, 1700053152408 | Tariff 392 | 0 | 9143.79 | 0.05 | 0.05
8764 | 8764 | Tariff 393 | 0 | 13880.34 | 0.05 | 0.05
Z16 | 1700060114736 | Tariff 401 | 0 | 1126.84 | 0.05 | 0.05
Z14 |  | Tariff 405 | 0 | 469.61 | 0.05 | 0.05
534 | 1700053240064 | Tariff 416 | 0 | 1291.9 | 0.05 | 0.05
8771 | 8771 | Tariff 424 | 0 | 995.54 | 0.05 | 0.05
537 | 1700053282134 | Tariff 426 | 0 | 4276.32 | 0.05 | 0.05
0053 | 0053 | Tariff 432 | 0 | 41994.89 | 0.05 | 0.05
8769 | 8769 | Tariff 433 | 0 | 989.21 | 0.05 | 0.05
Z02 | 1700060087287 | Tariff 434 | 0 | 1650.7 | 0.05 | 0.05
869 | 1700053343433 | Tariff 436 | 0 | 897.18 | 0.05 | 0.05
Z06 | 1700060029684 | Tariff 439 | 0 | 722.58 | 0.05 | 0.05
8760 | 8760 | Tariff 440 | 0 | 31203.77 | 0.05 | 0.05
540 | 1700053298905 | Tariff 443 | 0 | 4474.67 | 0.05 | 0.05
539 | 1700053280191 | Tariff 444 | 0 | 643.93 | 0.05 | 0.05
955 | 1700060031860 | Tariff 445 | 0 | 2066.7 | 0.05 | 0.05
889 | 1700060004314 | Tariff 446 | 0 | 2130.27 | 0.05 | 0.05
Z03 |  | Tariff 447 | 0 | 1122.17 | 0.05 | 0.05
877 | 1700060022759 | Tariff 448 | 0 | 1445.59 | 0.05 | 0.05
Z04 | 1700060033281 | Tariff 451 | 0 | 1183.36 | 0.05 | 0.05
Z08 | 1700060175330 | Tariff 454 | 0 | 3595.44 | 0.05 | 0.05
Z10 | 1700060144935 | Tariff 456 | 0 | 3481.46 | 0.05 | 0.05
Z11 | 1700060198912 | Tariff 457 | 0 | 1324.77 | 0.05 | 0.05
Z12 | 1700060138579 | Tariff 458 | 0 | 1178.76 | 0.05 | 0.05
904 | 1700060058374 | Tariff 459 | 0 | 2494.32 | 0.05 | 0.05
Z17 |  | Tariff 462 | 0 | 1525.38 | 0.05 | 0.05
Z18 |  | Tariff 463 | 0 | 856.7 | 0.05 | 0.05
Z20 | 1700060113370 | Tariff 465 | 0 | 945.45 | 0.05 | 0.05
8783 | 8783 | Tariff 466 | 0 | 1200.08 | 0.05 | 0.05
8785 | 8785 | Tariff 467 | 0 | 1130.55 | 0.05 | 0.05
Z23 |  | Tariff 469 | 0 | 7633.63 | 0.05 | 0.05
Z25 | 1700060225229 | Tariff 471 | 0 | 1215.6 | 0.05 | 0.05
Z26 |  | Tariff 472 | 0 | 1370.98 | 0.05 | 0.05
Z27 | 1700060211810 | Tariff 473 | 0 | 1142.05 | 0.05 | 0.05
0049 | 0049 | Tariff 474 | 0 | 670.77 | 0.05 | 0.05
Z29 | 1700060223453 | Tariff 475 | 0 | 1443.41 | 0.05 | 0.05
8798 | 8798 | Tariff 476 | 0 | 2892.33 | 0.05 | 0.05
Z31 | 1700060238821 | Tariff 478 | 0 | 2121.19 | 0.05 | 0.05
0055 | 0055 | Tariff 479 | 0 | 34107.22 | 0.05 | 0.05
TBC | 1700060238715 | Tariff 480 | 0 | 1417.17 | 0.05 | 0.05
TBC | 1700060280985 | Tariff 481 | 0 | 5412.14 | 0.05 | 0.05
TBC |  | Tariff 482 | 0 | 1858.17 | -6 | 0.05
TBC |  | Tariff 483 | 0 | 1355.76 | 0.05 | 0.05
TBC | 1700060240635 | Tariff 484 | 0 | 2931.92 | 0.05 | 0.05
TBC | 1700060240653 | Tariff 485 | 0 | 1175.69 | 0.05 | 0.05
TBC | 1700060240617 | Tariff 486 | 0 | 2224.16 | 0.05 | 0.05

## Annex 3 Preserved charges
Back to Overview
Scottish Hydro Electric Power Distribution plc - Effective from 1 April 2027 - Final LV and HV tariffs
Supercustomer preserved charges / additional LLFCs / DUoS Tariff IDs
| Closed LLFCs / DUoS Tariff IDs | PCs | Red/black unit charge p/kWh | Amber/yellow unit charge p/kWh | Green unit charge p/kWh | Fixed charge p/MPAN/day
Domestic Aggregated (Related MPAN) | 17, 20, 104, 124, 304, 324 | 2 | 13.849 | 5.036 | 1.073
Non-Domestic Aggregated or CT No Residual | S00, S15, S20 | 0, 3, 4, 5-8 | 15.433 | 5.612 | 1.196 | 23.78
Non-Domestic Aggregated or CT Band 1 | S01, S16, S21 | 0, 3, 4, 5-8 | 15.433 | 5.612 | 1.196 | 22.72
Non-Domestic Aggregated or CT Band 2 | S02, S17, S22 | 0, 3, 4, 5-8 | 15.433 | 5.612 | 1.196 | 18.34
Non-Domestic Aggregated or CT Band 3 | S03, S18, S23 | 0, 3, 4, 5-8 | 15.433 | 5.612 | 1.196 | 11.4
Non-Domestic Aggregated or CT Band 4 | S04, S19, S24 | 0, 3, 4, 5-8 | 15.347 | 5.525 | 1.109 | 0
Non-Domestic Aggregated (related MPAN) | 155, 175, 355, 375 | 4 | 15.433 | 5.612 | 1.196
Notes: | Unit time periods are as specified in Annex 1.
Site Specific preserved charges / additional LLFCs / DUoS Tariff IDs
| Closed LLFCs / DUoS Tariff IDs | PCs | Red/black unit charge p/kWh | Amber/yellow unit charge p/kWh | Green unit charge p/kWh | Fixed charge p/MPAN/day | Capacity charge p/kVA/day | Exceeded capacity charge p/kVA/day | Reactive power charge p/kVArh
0
Notes: | Time periods
Unit charges in the Red Time Band apply – between [16:00] and [19:00], Monday to Friday including bank holidays.
Unit charges in the Amber Time Band apply – between [07:00] and [16:00] and [19:00] and [21:00], Monday to Friday including bank holidays, and [12:00] and [20:00] Saturday and Sunday.
Unit charges in the Green Time Band apply – between [00:00] and [07:00] and [21:00] and [24:00], Monday to Friday including bank holidays, and [00:00] and [12:00] and [20:00] and [24:00] Saturday and Sunday.
All times are UK clock-time.

## Annex 4 LDNO charges
Back to Overview | Copy from CDCM table 3701 "Tariffs!A42:I84" and paste values into A14 |  |  |  | Copy from EDCM table 6005 "LDNORev!B549:G683" and paste values into D57
Scottish Hydro Electric Power Distribution plc - Effective from 1 April 2027 - Final LDNO tariffs
Time Bands for LV and HV Designated Properties |  |  |  |  | Time Bands for Unmetered Properties
Time periods | Red Time Band | Amber Time Band | Green Time Band |  |  |  | Black Time Band | Yellow Time Band | Green Time Band
Monday to Friday (Including Bank Holidays) All Year | 16:00 - 19:00 |  |  |  | Monday to Friday (Including Bank Holidays) March to October Inclusive |  |  | 07:00 - 21:00
Monday to Friday (Including Bank Holidays) All Year |  | 07:00 - 16:00 19:00 - 21:00 |  |  | Monday to Friday (Including Bank Holidays) November to February Inclusive |  | 16:00 - 19:00 | 07:00 - 16:00 19:00 - 21:00
Monday to Friday (Including Bank Holidays) All Year |  |  | 00:00 - 07:00 21:00 - 24:00 |  | Monday to Friday (Including Bank Holidays) April to March Inclusive |  |  |  | 00:00 - 07:00 21:00 - 24:00
Saturday and Sunday All Year |  | 12:00 - 20:00 | 00:00 - 12:00 20:00 - 24:00 |  | Saturday and Sunday All Year |  |  | 12:00 - 20:00 | 00:00 - 12:00 20:00 - 24:00
Notes | All the above times are in UK Clock time |  |  |  | Notes |  | All the above times are in UK Clock time
Tariff name | Unique billing identifier | PCs | Red/black unit charge p/kWh | Amber/yellow unit charge p/kWh | Green unit charge p/kWh | Fixed charge p/MPAN/day | Capacity charge p/kVA/day | Exceeded capacity charge p/kVA/day | Reactive power charge p/kVArh
LDNO LV: Domestic Aggregated or CT with Residual |  | 0, 1, 2 | 9.407 | 3.421 | 0.729 | 10.99
LDNO LV: Domestic Aggregated (related MPAN) |  | 2 | 9.407 | 3.421 | 0.729
LDNO LV: Non-Domestic Aggregated or CT No Residual |  | 0, 3, 4, 5-8 | 10.483 | 3.812 | 0.812 | 16.15
LDNO LV: Non-Domestic Aggregated or CT Band 1 |  | 0, 3, 4, 5-8 | 10.483 | 3.812 | 0.812 | 15.44
LDNO LV: Non-Domestic Aggregated or CT Band 2 |  | 0, 3, 4, 5-8 | 10.483 | 3.812 | 0.812 | 12.46
LDNO LV: Non-Domestic Aggregated or CT Band 3 |  | 0, 3, 4, 5-8 | 10.483 | 3.812 | 0.812 | 7.74
LDNO LV: Non-Domestic Aggregated or CT Band 4 |  | 0, 3, 4, 5-8 | 10.425 | 3.753 | 0.754 | 0
LDNO LV: Non-Domestic Aggregated (related MPAN) |  | 4 | 10.483 | 3.812 | 0.812
LDNO LV: LV Site Specific No Residual |  | 0 | 6.118 | 2.121 | 0.509 | 35.44 | 11.32 | 11.32 | 0.334
LDNO LV: LV Site Specific Band 1 |  | 0 | 6.094 | 2.098 | 0.485 | 0 | 11.32 | 11.32 | 0.334
LDNO LV: LV Site Specific Band 2 |  | 0 | 6.035 | 2.039 | 0.426 | 0 | 11.32 | 11.32 | 0.334
LDNO LV: LV Site Specific Band 3 |  | 0 | 6.006 | 2.01 | 0.397 | 0 | 11.32 | 11.32 | 0.334
LDNO LV: LV Site Specific Band 4 |  | 0 | 5.978 | 1.982 | 0.369 | 0 | 11.32 | 11.32 | 0.334
LDNO LV: Unmetered Supplies |  | 0, 1 or 8 | 21.915 | 5.825 | 3.452
LDNO LV: LV Generation Aggregated |  | 0 or 8 | -8.725 | -3.172 | -0.676 | 0
LDNO LV: LV Generation Site Specific |  | 0 | -8.725 | -3.172 | -0.676 | 0 |  |  | 0.559
LDNO HV: Domestic Aggregated or CT with Residual |  | 0, 1, 2 | 6.204 | 2.256 | 0.481 | 7.25
LDNO HV: Domestic Aggregated (Related MPAN) |  | 2 | 6.204 | 2.256 | 0.481
LDNO HV: Non-Domestic Aggregated or CT No Residual |  | 0, 3, 4, 5-8 | 6.914 | 2.514 | 0.536 | 10.65
LDNO HV: Non-Domestic Aggregated or CT Band 1 |  | 0, 3, 4, 5-8 | 6.914 | 2.514 | 0.536 | 10.18
LDNO HV: Non-Domestic Aggregated or CT Band 2 |  | 0, 3, 4, 5-8 | 6.914 | 2.514 | 0.536 | 8.22
LDNO HV: Non-Domestic Aggregated or CT Band 3 |  | 0, 3, 4, 5-8 | 6.914 | 2.514 | 0.536 | 5.11
LDNO HV: Non-Domestic Aggregated or CT Band 4 |  | 0, 3, 4, 5-8 | 6.875 | 2.475 | 0.497 | 0
LDNO HV: Non-Domestic Aggregated (related MPAN) |  | 4 | 6.914 | 2.514 | 0.536
LDNO HV: LV Site Specific No Residual |  | 0 | 4.035 | 1.399 | 0.336 | 23.37 | 7.47 | 7.47 | 0.22
LDNO HV: LV Site Specific Band 1 |  | 0 | 4.019 | 1.383 | 0.32 | 0 | 7.47 | 7.47 | 0.22
LDNO HV: LV Site Specific Band 2 |  | 0 | 3.98 | 1.345 | 0.281 | 0 | 7.47 | 7.47 | 0.22
LDNO HV: LV Site Specific Band 3 |  | 0 | 3.961 | 1.326 | 0.262 | 0 | 7.47 | 7.47 | 0.22
LDNO HV: LV Site Specific Band 4 |  | 0 | 3.943 | 1.307 | 0.244 | 0 | 7.47 | 7.47 | 0.22
LDNO HV: LV Sub Site Specific No Residual |  | 0 | 2.571 | 0.696 | 0.28 | 86.89 | 14.35 | 14.35 | 0.126
LDNO HV: LV Sub Site Specific Band 1 |  | 0 | 2.548 | 0.672 | 0.257 | 52.03 | 14.35 | 14.35 | 0.126
LDNO HV: LV Sub Site Specific Band 2 |  | 0 | 2.49 | 0.614 | 0.199 | 52.03 | 14.35 | 14.35 | 0.126
LDNO HV: LV Sub Site Specific Band 3 |  | 0 | 2.462 | 0.586 | 0.17 | 52.03 | 14.35 | 14.35 | 0.126
LDNO HV: LV Sub Site Specific Band 4 |  | 0 | 2.434 | 0.558 | 0.143 | 52.03 | 14.35 | 14.35 | 0.126
LDNO HV: HV Site Specific No Residual |  | 0 | 1.39 | 0.395 | 0.253 | 420.49 | 16.8 | 16.8 | 0.08
LDNO HV: HV Site Specific Band 1 |  | 0 | 1.39 | 0.395 | 0.253 | 228.62 | 16.8 | 16.8 | 0.08
LDNO HV: HV Site Specific Band 2 |  | 0 | 1.312 | 0.318 | 0.176 | 0 | 16.8 | 16.8 | 0.08
LDNO HV: HV Site Specific Band 3 |  | 0 | 1.267 | 0.272 | 0.13 | 0 | 16.8 | 16.8 | 0.08
LDNO HV: HV Site Specific Band 4 |  | 0 | 1.245 | 0.25 | 0.108 | 0 | 16.8 | 16.8 | 0.08
LDNO HV: Unmetered Supplies |  | 0, 1 or 8 | 14.453 | 3.841 | 2.277
LDNO HV: LV Generation Aggregated |  | 0 or 8 | -8.725 | -3.172 | -0.676 | 0
LDNO HV: LV Sub Generation Aggregated |  | 0 or 8 | -7.361 | -2.616 | -0.591 | 0
LDNO HV: LV Generation Site Specific |  | 0 | -8.725 | -3.172 | -0.676 | 0 |  |  | 0.559
LDNO HV: LV Sub Generation Site Specific |  | 0 | -7.361 | -2.616 | -0.591 | 0 |  |  | 0.416
LDNO HV: HV Generation Site Specific |  | 0 | -3.259 | -0.882 | -0.355 | 0 |  |  | 0.357
LDNO HVplus: Domestic Aggregated or CT with Residual |  | 0, 1, 2 | 4.111 | 1.495 | 0.319 | 4.8
LDNO HVplus: Domestic Aggregated (related MPAN) |  | 2 | 4.111 | 1.495 | 0.319
LDNO HVplus: Non-Domestic Aggregated or CT No Residual |  | 0, 3, 4, 5-8 | 4.582 | 1.666 | 0.355 | 7.06
LDNO HVplus: Non-Domestic Aggregated or CT Band 1 |  | 0, 3, 4, 5-8 | 4.582 | 1.666 | 0.355 | 6.75
LDNO HVplus: Non-Domestic Aggregated or CT Band 2 |  | 0, 3, 4, 5-8 | 4.582 | 1.666 | 0.355 | 5.44
LDNO HVplus: Non-Domestic Aggregated or CT Band 3 |  | 0, 3, 4, 5-8 | 4.582 | 1.666 | 0.355 | 3.38
LDNO HVplus: Non-Domestic Aggregated or CT Band 4 |  | 0, 3, 4, 5-8 | 4.556 | 1.64 | 0.329 | 0
LDNO HVplus: Non-Domestic Aggregated (related MPAN) |  | 4 | 4.582 | 1.666 | 0.355
LDNO HVplus: LV Site Specific No Residual |  | 0 | 2.674 | 0.927 | 0.222 | 15.49 | 4.95 | 4.95 | 0.146
LDNO HVplus: LV Site Specific Band 1 |  | 0 | 2.663 | 0.917 | 0.212 | 0 | 4.95 | 4.95 | 0.146
LDNO HVplus: LV Site Specific Band 2 |  | 0 | 2.638 | 0.891 | 0.186 | 0 | 4.95 | 4.95 | 0.146
LDNO HVplus: LV Site Specific Band 3 |  | 0 | 2.625 | 0.878 | 0.174 | 0 | 4.95 | 4.95 | 0.146
LDNO HVplus: LV Site Specific Band 4 |  | 0 | 2.613 | 0.866 | 0.161 | 0 | 4.95 | 4.95 | 0.146
LDNO HVplus: LV Sub Site Specific No Residual |  | 0 | 1.648 | 0.446 | 0.179 | 55.71 | 9.2 | 9.2 | 0.081
LDNO HVplus: LV Sub Site Specific Band 1 |  | 0 | 1.633 | 0.431 | 0.164 | 33.36 | 9.2 | 9.2 | 0.081
LDNO HVplus: LV Sub Site Specific Band 2 |  | 0 | 1.596 | 0.394 | 0.127 | 33.36 | 9.2 | 9.2 | 0.081
LDNO HVplus: LV Sub Site Specific Band 3 |  | 0 | 1.578 | 0.376 | 0.109 | 33.36 | 9.2 | 9.2 | 0.081
LDNO HVplus: LV Sub Site Specific Band 4 |  | 0 | 1.56 | 0.358 | 0.091 | 33.36 | 9.2 | 9.2 | 0.081
LDNO HVplus: HV Site Specific No Residual |  | 0 | 0.883 | 0.251 | 0.161 | 267.13 | 10.67 | 10.67 | 0.051
LDNO HVplus: HV Site Specific Band 1 |  | 0 | 0.883 | 0.251 | 0.161 | 145.24 | 10.67 | 10.67 | 0.051
LDNO HVplus: HV Site Specific Band 2 |  | 0 | 0.834 | 0.202 | 0.112 | 0 | 10.67 | 10.67 | 0.051
LDNO HVplus: HV Site Specific Band 3 |  | 0 | 0.805 | 0.173 | 0.083 | 0 | 10.67 | 10.67 | 0.051
LDNO HVplus: HV Site Specific Band 4 |  | 0 | 0.791 | 0.159 | 0.069 | 0 | 10.67 | 10.67 | 0.051
LDNO HVplus: Unmetered Supplies |  | 0, 1 or 8 | 9.577 | 2.546 | 1.509
LDNO HVplus: LV Generation Aggregated |  | 0 or 8 | -3.738 | -1.359 | -0.29 | 0
LDNO HVplus: LV Sub Generation Aggregated |  | 0 or 8 | -3.411 | -1.212 | -0.274 | 0
LDNO HVplus: LV Generation Site Specific |  | 0 | -3.738 | -1.359 | -0.29 | 0 |  |  | 0.239
LDNO HVplus: LV Sub Generation Site Specific |  | 0 | -3.411 | -1.212 | -0.274 | 0 |  |  | 0.193
LDNO HVplus: HV Generation Site Specific |  | 0 | -3.259 | -0.882 | -0.355 | 820.69 |  |  | 0.357
LDNO EHV: Domestic Aggregated or CT with Residual |  | 0, 1, 2 | 2.552 | 0.928 | 0.198 | 2.98
LDNO EHV: Domestic Aggregated (related MPAN) |  | 2 | 2.552 | 0.928 | 0.198
LDNO EHV: Non-Domestic Aggregated or CT No Residual |  | 0, 3, 4, 5-8 | 2.844 | 1.034 | 0.22 | 4.38
LDNO EHV: Non-Domestic Aggregated or CT Band 1 |  | 0, 3, 4, 5-8 | 2.844 | 1.034 | 0.22 | 4.19
LDNO EHV: Non-Domestic Aggregated or CT Band 2 |  | 0, 3, 4, 5-8 | 2.844 | 1.034 | 0.22 | 3.38
LDNO EHV: Non-Domestic Aggregated or CT Band 3 |  | 0, 3, 4, 5-8 | 2.844 | 1.034 | 0.22 | 2.1
LDNO EHV: Non-Domestic Aggregated or CT Band 4 |  | 0, 3, 4, 5-8 | 2.828 | 1.018 | 0.204 | 0
LDNO EHV: Non-Domestic Aggregated (related MPAN) |  | 4 | 2.844 | 1.034 | 0.22
LDNO EHV: LV Site Specific No Residual |  | 0 | 1.66 | 0.576 | 0.138 | 9.61 | 3.07 | 3.07 | 0.091
LDNO EHV: LV Site Specific Band 1 |  | 0 | 1.653 | 0.569 | 0.132 | 0 | 3.07 | 3.07 | 0.091
LDNO EHV: LV Site Specific Band 2 |  | 0 | 1.637 | 0.553 | 0.116 | 0 | 3.07 | 3.07 | 0.091
LDNO EHV: LV Site Specific Band 3 |  | 0 | 1.629 | 0.545 | 0.108 | 0 | 3.07 | 3.07 | 0.091
LDNO EHV: LV Site Specific Band 4 |  | 0 | 1.622 | 0.538 | 0.1 | 0 | 3.07 | 3.07 | 0.091
LDNO EHV: LV Sub Site Specific No Residual |  | 0 | 1.023 | 0.277 | 0.111 | 34.58 | 5.71 | 5.71 | 0.05
LDNO EHV: LV Sub Site Specific Band 1 |  | 0 | 1.014 | 0.267 | 0.102 | 20.71 | 5.71 | 5.71 | 0.05
LDNO EHV: LV Sub Site Specific Band 2 |  | 0 | 0.991 | 0.244 | 0.079 | 20.71 | 5.71 | 5.71 | 0.05
LDNO EHV: LV Sub Site Specific Band 3 |  | 0 | 0.98 | 0.233 | 0.068 | 20.71 | 5.71 | 5.71 | 0.05
LDNO EHV: LV Sub Site Specific Band 4 |  | 0 | 0.969 | 0.222 | 0.057 | 20.71 | 5.71 | 5.71 | 0.05
LDNO EHV: HV Site Specific No Residual |  | 0 | 0.548 | 0.156 | 0.1 | 165.82 | 6.62 | 6.62 | 0.032
LDNO EHV: HV Site Specific Band 1 |  | 0 | 0.548 | 0.156 | 0.1 | 90.16 | 6.62 | 6.62 | 0.032
LDNO EHV: HV Site Specific Band 2 |  | 0 | 0.517 | 0.125 | 0.069 | 0 | 6.62 | 6.62 | 0.032
LDNO EHV: HV Site Specific Band 3 |  | 0 | 0.5 | 0.107 | 0.051 | 0 | 6.62 | 6.62 | 0.032
LDNO EHV: HV Site Specific Band 4 |  | 0 | 0.491 | 0.099 | 0.043 | 0 | 6.62 | 6.62 | 0.032
LDNO EHV: Unmetered Supplies |  | 0, 1 or 8 | 5.945 | 1.58 | 0.936
LDNO EHV: LV Generation Aggregated |  | 0 or 8 | -2.32 | -0.844 | -0.18 | 0
LDNO EHV: LV Sub Generation Aggregated |  | 0 or 8 | -2.117 | -0.752 | -0.17 | 0
LDNO EHV: LV Generation Site Specific |  | 0 | -2.32 | -0.844 | -0.18 | 0 |  |  | 0.149
LDNO EHV: LV Sub Generation Site Specific |  | 0 | -2.117 | -0.752 | -0.17 | 0 |  |  | 0.12
LDNO EHV: HV Generation Site Specific |  | 0 | -2.023 | -0.547 | -0.22 | 509.44 |  |  | 0.221
LDNO 132kV/EHV: Domestic Aggregated or CT with Residual |  | 0, 1, 2 | 0.975 | 0.355 | 0.076 | 1.14
LDNO 132kV/EHV: Domestic Aggregated (related MPAN) |  | 2 | 0.975 | 0.355 | 0.076
LDNO 132kV/EHV: Non-Domestic Aggregated or CT No Residual |  | 0, 3, 4, 5-8 | 1.087 | 0.395 | 0.084 | 1.68
LDNO 132kV/EHV: Non-Domestic Aggregated or CT Band 1 |  | 0, 3, 4, 5-8 | 1.087 | 0.395 | 0.084 | 1.6
LDNO 132kV/EHV: Non-Domestic Aggregated or CT Band 2 |  | 0, 3, 4, 5-8 | 1.087 | 0.395 | 0.084 | 1.29
LDNO 132kV/EHV: Non-Domestic Aggregated or CT Band 3 |  | 0, 3, 4, 5-8 | 1.087 | 0.395 | 0.084 | 0.8
LDNO 132kV/EHV: Non-Domestic Aggregated or CT Band 4 |  | 0, 3, 4, 5-8 | 1.081 | 0.389 | 0.078 | 0
LDNO 132kV/EHV: Non-Domestic Aggregated (related MPAN) |  | 4 | 1.087 | 0.395 | 0.084
LDNO 132kV/EHV: LV Site Specific No Residual |  | 0 | 0.634 | 0.22 | 0.053 | 3.67 | 1.17 | 1.17 | 0.035
LDNO 132kV/EHV: LV Site Specific Band 1 |  | 0 | 0.632 | 0.218 | 0.05 | 0 | 1.17 | 1.17 | 0.035
LDNO 132kV/EHV: LV Site Specific Band 2 |  | 0 | 0.626 | 0.211 | 0.044 | 0 | 1.17 | 1.17 | 0.035
LDNO 132kV/EHV: LV Site Specific Band 3 |  | 0 | 0.623 | 0.208 | 0.041 | 0 | 1.17 | 1.17 | 0.035
LDNO 132kV/EHV: LV Site Specific Band 4 |  | 0 | 0.62 | 0.206 | 0.038 | 0 | 1.17 | 1.17 | 0.035
LDNO 132kV/EHV: LV Sub Site Specific No Residual |  | 0 | 0.391 | 0.106 | 0.043 | 13.22 | 2.18 | 2.18 | 0.019
LDNO 132kV/EHV: LV Sub Site Specific Band 1 |  | 0 | 0.388 | 0.102 | 0.039 | 7.91 | 2.18 | 2.18 | 0.019
LDNO 132kV/EHV: LV Sub Site Specific Band 2 |  | 0 | 0.379 | 0.093 | 0.03 | 7.91 | 2.18 | 2.18 | 0.019
LDNO 132kV/EHV: LV Sub Site Specific Band 3 |  | 0 | 0.374 | 0.089 | 0.026 | 7.91 | 2.18 | 2.18 | 0.019
LDNO 132kV/EHV: LV Sub Site Specific Band 4 |  | 0 | 0.37 | 0.085 | 0.022 | 7.91 | 2.18 | 2.18 | 0.019
LDNO 132kV/EHV: HV Site Specific No Residual |  | 0 | 0.209 | 0.06 | 0.038 | 63.38 | 2.53 | 2.53 | 0.012
LDNO 132kV/EHV: HV Site Specific Band 1 |  | 0 | 0.209 | 0.06 | 0.038 | 34.46 | 2.53 | 2.53 | 0.012
LDNO 132kV/EHV: HV Site Specific Band 2 |  | 0 | 0.198 | 0.048 | 0.026 | 0 | 2.53 | 2.53 | 0.012
LDNO 132kV/EHV: HV Site Specific Band 3 |  | 0 | 0.191 | 0.041 | 0.02 | 0 | 2.53 | 2.53 | 0.012
LDNO 132kV/EHV: HV Site Specific Band 4 |  | 0 | 0.188 | 0.038 | 0.016 | 0 | 2.53 | 2.53 | 0.012
LDNO 132kV/EHV: Unmetered Supplies |  | 0, 1 or 8 | 2.272 | 0.604 | 0.358
LDNO 132kV/EHV: LV Generation Aggregated |  | 0 or 8 | -0.887 | -0.322 | -0.069 | 0
LDNO 132kV/EHV: LV Sub Generation Aggregated |  | 0 or 8 | -0.809 | -0.288 | -0.065 | 0
LDNO 132kV/EHV: LV Generation Site Specific |  | 0 | -0.887 | -0.322 | -0.069 | 0 |  |  | 0.057
LDNO 132kV/EHV: LV Sub Generation Site Specific |  | 0 | -0.809 | -0.288 | -0.065 | 0 |  |  | 0.046
LDNO 132kV/EHV: HV Generation Site Specific |  | 0 | -0.773 | -0.209 | -0.084 | 194.71 |  |  | 0.085
LDNO 132kV: Domestic Aggregated or CT with Residual |  | 0, 1, 2 | 0.829 | 0.301 | 0.064 | 0.97
LDNO 132kV: Domestic Aggregated (related MPAN) |  | 2 | 0.829 | 0.301 | 0.064
LDNO 132kV: Non-Domestic Aggregated or CT No Residual |  | 0, 3, 4, 5-8 | 0.923 | 0.336 | 0.072 | 1.42
LDNO 132kV: Non-Domestic Aggregated or CT Band 1 |  | 0, 3, 4, 5-8 | 0.923 | 0.336 | 0.072 | 1.36
LDNO 132kV: Non-Domestic Aggregated or CT Band 2 |  | 0, 3, 4, 5-8 | 0.923 | 0.336 | 0.072 | 1.1
LDNO 132kV: Non-Domestic Aggregated or CT Band 3 |  | 0, 3, 4, 5-8 | 0.923 | 0.336 | 0.072 | 0.68
LDNO 132kV: Non-Domestic Aggregated or CT Band 4 |  | 0, 3, 4, 5-8 | 0.918 | 0.331 | 0.066 | 0
LDNO 132kV: Non-Domestic Aggregated (related MPAN) |  | 4 | 0.923 | 0.336 | 0.072
LDNO 132kV: LV Site Specific No Residual |  | 0 | 0.539 | 0.187 | 0.045 | 3.12 | 1 | 1 | 0.029
LDNO 132kV: LV Site Specific Band 1 |  | 0 | 0.537 | 0.185 | 0.043 | 0 | 1 | 1 | 0.029
LDNO 132kV: LV Site Specific Band 2 |  | 0 | 0.532 | 0.18 | 0.038 | 0 | 1 | 1 | 0.029
LDNO 132kV: LV Site Specific Band 3 |  | 0 | 0.529 | 0.177 | 0.035 | 0 | 1 | 1 | 0.029
LDNO 132kV: LV Site Specific Band 4 |  | 0 | 0.527 | 0.175 | 0.033 | 0 | 1 | 1 | 0.029
LDNO 132kV: LV Sub Site Specific No Residual |  | 0 | 0.332 | 0.09 | 0.036 | 11.23 | 1.85 | 1.85 | 0.016
LDNO 132kV: LV Sub Site Specific Band 1 |  | 0 | 0.329 | 0.087 | 0.033 | 6.72 | 1.85 | 1.85 | 0.016
LDNO 132kV: LV Sub Site Specific Band 2 |  | 0 | 0.322 | 0.079 | 0.026 | 6.72 | 1.85 | 1.85 | 0.016
LDNO 132kV: LV Sub Site Specific Band 3 |  | 0 | 0.318 | 0.076 | 0.022 | 6.72 | 1.85 | 1.85 | 0.016
LDNO 132kV: LV Sub Site Specific Band 4 |  | 0 | 0.315 | 0.072 | 0.018 | 6.72 | 1.85 | 1.85 | 0.016
LDNO 132kV: HV Site Specific No Residual |  | 0 | 0.178 | 0.051 | 0.032 | 53.84 | 2.15 | 2.15 | 0.01
LDNO 132kV: HV Site Specific Band 1 |  | 0 | 0.178 | 0.051 | 0.032 | 29.27 | 2.15 | 2.15 | 0.01
LDNO 132kV: HV Site Specific Band 2 |  | 0 | 0.168 | 0.041 | 0.022 | 0 | 2.15 | 2.15 | 0.01
LDNO 132kV: HV Site Specific Band 3 |  | 0 | 0.162 | 0.035 | 0.017 | 0 | 2.15 | 2.15 | 0.01
LDNO 132kV: HV Site Specific Band 4 |  | 0 | 0.159 | 0.032 | 0.014 | 0 | 2.15 | 2.15 | 0.01
LDNO 132kV: Unmetered Supplies |  | 0, 1 or 8 | 1.93 | 0.513 | 0.304
LDNO 132kV: LV Generation Aggregated |  | 0 or 8 | -0.753 | -0.274 | -0.058 | 0
LDNO 132kV: LV Sub Generation Aggregated |  | 0 or 8 | -0.687 | -0.244 | -0.055 | 0
LDNO 132kV: LV Generation Site Specific |  | 0 | -0.753 | -0.274 | -0.058 | 0 |  |  | 0.048
LDNO 132kV: LV Sub Generation Site Specific |  | 0 | -0.687 | -0.244 | -0.055 | 0 |  |  | 0.039
LDNO 132kV: HV Generation Site Specific |  | 0 | -0.657 | -0.178 | -0.072 | 165.41 |  |  | 0.072
LDNO 0000: Domestic Aggregated or CT with Residual |  | 0, 1, 2 | 0.829 | 0.301 | 0.064 | 0.97
LDNO 0000: Domestic Aggregated (related MPAN) |  | 2 | 0.829 | 0.301 | 0.064
LDNO 0000: Non-Domestic Aggregated or CT No Residual |  | 0, 3, 4, 5-8 | 0.923 | 0.336 | 0.072 | 1.42
LDNO 0000: Non-Domestic Aggregated or CT Band 1 |  | 0, 3, 4, 5-8 | 0.923 | 0.336 | 0.072 | 1.36
LDNO 0000: Non-Domestic Aggregated or CT Band 2 |  | 0, 3, 4, 5-8 | 0.923 | 0.336 | 0.072 | 1.1
LDNO 0000: Non-Domestic Aggregated or CT Band 3 |  | 0, 3, 4, 5-8 | 0.923 | 0.336 | 0.072 | 0.68
LDNO 0000: Non-Domestic Aggregated or CT Band 4 |  | 0, 3, 4, 5-8 | 0.918 | 0.331 | 0.066 | 0
LDNO 0000: Non-Domestic Aggregated (related MPAN) |  | 4 | 0.923 | 0.336 | 0.072
LDNO 0000: LV Site Specific No Residual |  | 0 | 0.539 | 0.187 | 0.045 | 3.12 | 1 | 1 | 0.029
LDNO 0000: LV Site Specific Band 1 |  | 0 | 0.537 | 0.185 | 0.043 | 0 | 1 | 1 | 0.029
LDNO 0000: LV Site Specific Band 2 |  | 0 | 0.532 | 0.18 | 0.038 | 0 | 1 | 1 | 0.029
LDNO 0000: LV Site Specific Band 3 |  | 0 | 0.529 | 0.177 | 0.035 | 0 | 1 | 1 | 0.029
LDNO 0000: LV Site Specific Band 4 |  | 0 | 0.527 | 0.175 | 0.033 | 0 | 1 | 1 | 0.029
LDNO 0000: LV Sub Site Specific No Residual |  | 0 | 0.332 | 0.09 | 0.036 | 11.23 | 1.85 | 1.85 | 0.016
LDNO 0000: LV Sub Site Specific Band 1 |  | 0 | 0.329 | 0.087 | 0.033 | 6.72 | 1.85 | 1.85 | 0.016
LDNO 0000: LV Sub Site Specific Band 2 |  | 0 | 0.322 | 0.079 | 0.026 | 6.72 | 1.85 | 1.85 | 0.016
LDNO 0000: LV Sub Site Specific Band 3 |  | 0 | 0.318 | 0.076 | 0.022 | 6.72 | 1.85 | 1.85 | 0.016
LDNO 0000: LV Sub Site Specific Band 4 |  | 0 | 0.315 | 0.072 | 0.018 | 6.72 | 1.85 | 1.85 | 0.016
LDNO 0000: HV Site Specific No Residual |  | 0 | 0.178 | 0.051 | 0.032 | 53.84 | 2.15 | 2.15 | 0.01
LDNO 0000: HV Site Specific Band 1 |  | 0 | 0.178 | 0.051 | 0.032 | 29.27 | 2.15 | 2.15 | 0.01
LDNO 0000: HV Site Specific Band 2 |  | 0 | 0.168 | 0.041 | 0.022 | 0 | 2.15 | 2.15 | 0.01
LDNO 0000: HV Site Specific Band 3 |  | 0 | 0.162 | 0.035 | 0.017 | 0 | 2.15 | 2.15 | 0.01
LDNO 0000: HV Site Specific Band 4 |  | 0 | 0.159 | 0.032 | 0.014 | 0 | 2.15 | 2.15 | 0.01
LDNO 0000: Unmetered Supplies |  | 0, 1 or 8 | 1.93 | 0.513 | 0.304
LDNO 0000: LV Generation Aggregated |  | 0 or 8 | -0.753 | -0.274 | -0.058 | 0
LDNO 0000: LV Sub Generation Aggregated |  | 0 or 8 | -0.687 | -0.244 | -0.055 | 0
LDNO 0000: LV Generation Site Specific |  | 0 | -0.753 | -0.274 | -0.058 | 0 |  |  | 0.048
LDNO 0000: LV Sub Generation Site Specific |  | 0 | -0.687 | -0.244 | -0.055 | 0 |  |  | 0.039
LDNO 0000: HV Generation Site Specific |  | 0 | -0.657 | -0.178 | -0.072 | 165.41 |  |  | 0.072

## Annex 5 LLFs
Back to Overview
This table has intentionally been left blank. The line loss factors that are approved by the BSC Panel for the applicable year and consequently published on the Elexon website will take precedence and be used in Settlement. This annex will be re-published once these values are available.
Scottish Hydro Electric Power Distribution plc - Illustrative LLFs for year beginning 1 April 2027
Time periods | Period 1 | Period 2 | Period 3 | Period 4
| (Name 1) | (Name 2) | (Name 3) | (Name 4)
DNO specific: needs to be updated | [Start] - [End] | [Start] - [End] | [Start] - [End] | [Start] - [End]
DNO specific: needs to be updated | [Start] - [End] | [Start] - [End] | [Start] - [End] | [Start] - [End]
DNO specific: needs to be updated | [Start] - [End] | [Start] - [End] | [Start] - [End] | [Start] - [End]
Notes | All the above times are in UK Clock time
Generic demand and generation LLFs
Metered voltage, respective periods and associated LLFCs / DUoS Tariff IDs
Metered voltage | Period 1 | Period 2 | Period 3 | Period 4 | Associated LLFC / DUoS Tariff ID
Low-voltage network
Low-voltage substation
High-voltage network
High-voltage substation
33kV generic
33kV generic
132kV generic
132kV generic
EHV site specific LLFs
Demand
Site | Period 1 | Period 2 | Period 3 | Period 4 | Associated LLFC / DUoS Tariff ID
Site 1
Site 2
Site 3
Site 4
Site 5
EHV site specific LLFs
Generation
Site | Period 1 | Period 2 | Period 3 | Period 4 | Associated LLFC / DUoS Tariff ID
Site 1
Site 2
Site 3
Site 4
Site 5

## Annex 6 New or Amended EHV
Back to Overview | [6 empty] | Note: The list of MPANs/MSIDs provided may be incomplete; the DNO reserves the right to apply the listed charges to any other MPANs/MSIDs associated with the site. If sites appear in both Annex 2 and Annex 6, the charges in Annex 6 take precedence. Where an existing Designated EHV Property is modified and energised in the charging year, we may revise the EDCM charges for the modified Designated EHV Property.
Annex 6 - Charges for New or Amended Designated EHV Properties
Scottish Hydro Electric Power Distribution plc - Effective from 1 April 2027 - Final new or amended designated EHV charges
Effective from date | Import LLFC / DUoS Tariff ID | Import MPANs/MSIDs | Export LLFC / DUoS Tariff ID | Export MPANs/MSIDs | Name | Residual Charging Band | Import Super Red unit charge (p/kWh) | Import fixed charge (p/day) | Import capacity charge (p/kVA/day) | Import exceeded capacity charge (p/kVA/day) | Export Super Red unit charge (p/kWh) | Export fixed charge (p/day) | Export capacity charge (p/kVA/day) | Export exceeded capacity charge (p/kVA/day)
Scottish Hydro Electric Power Distribution plc - Effective from 1 April 2027 - Final new or amended designated EHV line loss factors
Effective from date | Import LLFC / DUoS Tariff ID | Import MPANs/MSIDs | Export LLFC / DUoS Tariff ID | Export MPANs/MSIDs | Name | Residual Charging Band | Import LLF period 1 | Import LLF period 2 | Import LLF period 3 | Import LLF period 4 | Export LLF period 1 | Export LLF period 2 | Export LLF period 3 | Export LLF period 4

## Annex 7 Pass-Through Costs
Back to Overview
Scottish Hydro Electric Power Distribution plc - Effective from 1 April 2027 - Final Supplier of Last Resort and Eligible Bad Debt Pass-Through Costs
Tariff name | Open LLFCs / DUoS Tariff IDs / LDNO unique billing identifier | PCs | Supplier of Last Resort Fixed charge adder* p/MPAN/day | Eligible Bad Debt Fixed charge adder*** p/MPAN/day
Domestic Aggregated or CT with Residual | 15, 18, 25, 27, 33, 100-101, 105-106, 110-111, 120-121, 125-128, 300-301, 305, 320-321, 325, 506 | 0, 1, 2 | 0 | 0
Non-Domestic Aggregated or CT No Residual | 34, P60, P65, P70, P00, R35, R40, P05, P10, P15, P20, P25, P30, P35, P40, R45, P45, P50, P55, R50, P75, R55, R60, R65, R70, R75, R80, R85, R90, R95, S05, S10 | 0, 3, 4, 5-8 |  | 0
Non-Domestic Aggregated or CT Band 1 | 35, P61, P66, P71, P01, R36, R41, P06, P11, P16, P21, P26, P31, P36, P41, R46, P46, P51, P56, R51, P76, R56, R61, R66, R71, R76, R81, R86, R91, R96, S06, S11 | 0, 3, 4, 5-8 |  | 0
Non-Domestic Aggregated or CT Band 2 | 36, P62, P67, P72, P02, R37, R42, P07, P12, P17, P22, P27, P32, P37, P42, R47, P47, P52, P57, R52, P77, R57, R62, R67, R72, R77, R82, R87, R92, R97, S07, S12 | 0, 3, 4, 5-8 |  | 0
Non-Domestic Aggregated or CT Band 3 | 37, P63, P68, P73, P03, R38, R43, P08, P13, P18, P23, P28, P33, P38, P43, R48, P48, P53, P58, R53, P78, R58, R63, R68, R73, R78, R83, R88, R93, R98, S08, S13 | 0, 3, 4, 5-8 |  | 0
Non-Domestic Aggregated or CT Band 4 | 38, P64, P69, P74, P04, R39, R44, P09, P14, P19, P24, P29, P34, P39, P44, R49, P49, P54, P59, R54, P79, R59, R64, R69, R74, R79, R84, R89, R94, R99, S09, S14 | 0, 3, 4, 5-8 |  | 0
LV Site Specific No Residual | P80 | 0 |  | 0
LV Site Specific Band 1 | P81 | 0 |  | 0
LV Site Specific Band 2 | P82 | 0 |  | 0
LV Site Specific Band 3 | P83 | 0 |  | 0
LV Site Specific Band 4 | P84 | 0 |  | 0
LV Sub Site Specific No Residual | P85 | 0 |  | 0
LV Sub Site Specific Band 1 | P86 | 0 |  | 0
LV Sub Site Specific Band 2 | P87 | 0 |  | 0
LV Sub Site Specific Band 3 | P88 | 0 |  | 0
LV Sub Site Specific Band 4 | P89 | 0 |  | 0
HV Site Specific No Residual | P90 | 0 |  | 0
HV Site Specific Band 1 | P91 | 0 |  | 0
HV Site Specific Band 2 | P92 | 0 |  | 0
HV Site Specific Band 3 | P93 | 0 |  | 0
HV Site Specific Band 4 | P94 | 0 |  | 0
LDNO LV: Domestic Aggregated or CT with Residual |  | 0, 1, 2 | 0 | 0
LDNO LV: Non-Domestic Aggregated or CT No Residual |  | 0, 3, 4, 5-8 |  | 0
LDNO LV: Non-Domestic Aggregated or CT Band 1 |  | 0, 3, 4, 5-8 |  | 0
LDNO LV: Non-Domestic Aggregated or CT Band 2 |  | 0, 3, 4, 5-8 |  | 0
LDNO LV: Non-Domestic Aggregated or CT Band 3 |  | 0, 3, 4, 5-8 |  | 0
LDNO LV: Non-Domestic Aggregated or CT Band 4 |  | 0, 3, 4, 5-8 |  | 0
LDNO LV: LV Site Specific No Residual |  | 0 |  | 0
LDNO LV: LV Site Specific Band 1 |  | 0 |  | 0
LDNO LV: LV Site Specific Band 2 |  | 0 |  | 0
LDNO LV: LV Site Specific Band 3 |  | 0 |  | 0
LDNO LV: LV Site Specific Band 4 |  | 0 |  | 0
LDNO HV: Domestic Aggregated or CT with Residual |  | 0, 1, 2 | 0 | 0
LDNO HV: Non-Domestic Aggregated or CT No Residual |  | 0, 3, 4, 5-8 |  | 0
LDNO HV: Non-Domestic Aggregated or CT Band 1 |  | 0, 3, 4, 5-8 |  | 0
LDNO HV: Non-Domestic Aggregated or CT Band 2 |  | 0, 3, 4, 5-8 |  | 0
LDNO HV: Non-Domestic Aggregated or CT Band 3 |  | 0, 3, 4, 5-8 |  | 0
LDNO HV: Non-Domestic Aggregated or CT Band 4 |  | 0, 3, 4, 5-8 |  | 0
LDNO HV: LV Site Specific No Residual |  | 0 |  | 0
LDNO HV: LV Site Specific Band 1 |  | 0 |  | 0
LDNO HV: LV Site Specific Band 2 |  | 0 |  | 0
LDNO HV: LV Site Specific Band 3 |  | 0 |  | 0
LDNO HV: LV Site Specific Band 4 |  | 0 |  | 0
LDNO HV: LV Sub Site Specific No Residual |  | 0 |  | 0
LDNO HV: LV Sub Site Specific Band 1 |  | 0 |  | 0
LDNO HV: LV Sub Site Specific Band 2 |  | 0 |  | 0
LDNO HV: LV Sub Site Specific Band 3 |  | 0 |  | 0
LDNO HV: LV Sub Site Specific Band 4 |  | 0 |  | 0
LDNO HV: HV Site Specific No Residual |  | 0 |  | 0
LDNO HV: HV Site Specific Band 1 |  | 0 |  | 0
LDNO HV: HV Site Specific Band 2 |  | 0 |  | 0
LDNO HV: HV Site Specific Band 3 |  | 0 |  | 0
LDNO HV: HV Site Specific Band 4 |  | 0 |  | 0
LDNO HVplus: Domestic Aggregated or CT with Residual |  | 0, 1, 2 | 0 | 0
LDNO HVplus: Non-Domestic Aggregated or CT No Residual |  | 0, 3, 4, 5-8 |  | 0
LDNO HVplus: Non-Domestic Aggregated or CT Band 1 |  | 0, 3, 4, 5-8 |  | 0
LDNO HVplus: Non-Domestic Aggregated or CT Band 2 |  | 0, 3, 4, 5-8 |  | 0
LDNO HVplus: Non-Domestic Aggregated or CT Band 3 |  | 0, 3, 4, 5-8 |  | 0
LDNO HVplus: Non-Domestic Aggregated or CT Band 4 |  | 0, 3, 4, 5-8 |  | 0
LDNO HVplus: LV Site Specific No Residual |  | 0 |  | 0
LDNO HVplus: LV Site Specific Band 1 |  | 0 |  | 0
LDNO HVplus: LV Site Specific Band 2 |  | 0 |  | 0
LDNO HVplus: LV Site Specific Band 3 |  | 0 |  | 0
LDNO HVplus: LV Site Specific Band 4 |  | 0 |  | 0
LDNO HVplus: LV Sub Site Specific No Residual |  | 0 |  | 0
LDNO HVplus: LV Sub Site Specific Band 1 |  | 0 |  | 0
LDNO HVplus: LV Sub Site Specific Band 2 |  | 0 |  | 0
LDNO HVplus: LV Sub Site Specific Band 3 |  | 0 |  | 0
LDNO HVplus: LV Sub Site Specific Band 4 |  | 0 |  | 0
LDNO HVplus: HV Site Specific No Residual |  | 0 |  | 0
LDNO HVplus: HV Site Specific Band 1 |  | 0 |  | 0
LDNO HVplus: HV Site Specific Band 2 |  | 0 |  | 0
LDNO HVplus: HV Site Specific Band 3 |  | 0 |  | 0
LDNO HVplus: HV Site Specific Band 4 |  | 0 |  | 0
LDNO EHV: Domestic Aggregated or CT with Residual |  | 0, 1, 2 | 0 | 0
LDNO EHV: Non-Domestic Aggregated or CT No Residual |  | 0, 3, 4, 5-8 |  | 0
LDNO EHV: Non-Domestic Aggregated or CT Band 1 |  | 0, 3, 4, 5-8 |  | 0
LDNO EHV: Non-Domestic Aggregated or CT Band 2 |  | 0, 3, 4, 5-8 |  | 0
LDNO EHV: Non-Domestic Aggregated or CT Band 3 |  | 0, 3, 4, 5-8 |  | 0
LDNO EHV: Non-Domestic Aggregated or CT Band 4 |  | 0, 3, 4, 5-8 |  | 0
LDNO EHV: LV Site Specific No Residual |  | 0 |  | 0
LDNO EHV: LV Site Specific Band 1 |  | 0 |  | 0
LDNO EHV: LV Site Specific Band 2 |  | 0 |  | 0
LDNO EHV: LV Site Specific Band 3 |  | 0 |  | 0
LDNO EHV: LV Site Specific Band 4 |  | 0 |  | 0
LDNO EHV: LV Sub Site Specific No Residual |  | 0 |  | 0
LDNO EHV: LV Sub Site Specific Band 1 |  | 0 |  | 0
LDNO EHV: LV Sub Site Specific Band 2 |  | 0 |  | 0
LDNO EHV: LV Sub Site Specific Band 3 |  | 0 |  | 0
LDNO EHV: LV Sub Site Specific Band 4 |  | 0 |  | 0
LDNO EHV: HV Site Specific No Residual |  | 0 |  | 0
LDNO EHV: HV Site Specific Band 1 |  | 0 |  | 0
LDNO EHV: HV Site Specific Band 2 |  | 0 |  | 0
LDNO EHV: HV Site Specific Band 3 |  | 0 |  | 0
LDNO EHV: HV Site Specific Band 4 |  | 0 |  | 0
LDNO 132kV/EHV: Domestic Aggregated or CT with Residual |  | 0, 1, 2 | 0 | 0
LDNO 132kV/EHV: Non-Domestic Aggregated or CT No Residual |  | 0, 3, 4, 5-8 |  | 0
LDNO 132kV/EHV: Non-Domestic Aggregated or CT Band 1 |  | 0, 3, 4, 5-8 |  | 0
LDNO 132kV/EHV: Non-Domestic Aggregated or CT Band 2 |  | 0, 3, 4, 5-8 |  | 0
LDNO 132kV/EHV: Non-Domestic Aggregated or CT Band 3 |  | 0, 3, 4, 5-8 |  | 0
LDNO 132kV/EHV: Non-Domestic Aggregated or CT Band 4 |  | 0, 3, 4, 5-8 |  | 0
LDNO 132kV/EHV: LV Site Specific No Residual |  | 0 |  | 0
LDNO 132kV/EHV: LV Site Specific Band 1 |  | 0 |  | 0
LDNO 132kV/EHV: LV Site Specific Band 2 |  | 0 |  | 0
LDNO 132kV/EHV: LV Site Specific Band 3 |  | 0 |  | 0
LDNO 132kV/EHV: LV Site Specific Band 4 |  | 0 |  | 0
LDNO 132kV/EHV: LV Sub Site Specific No Residual |  | 0 |  | 0
LDNO 132kV/EHV: LV Sub Site Specific Band 1 |  | 0 |  | 0
LDNO 132kV/EHV: LV Sub Site Specific Band 2 |  | 0 |  | 0
LDNO 132kV/EHV: LV Sub Site Specific Band 3 |  | 0 |  | 0
LDNO 132kV/EHV: LV Sub Site Specific Band 4 |  | 0 |  | 0
LDNO 132kV/EHV: HV Site Specific No Residual |  | 0 |  | 0
LDNO 132kV/EHV: HV Site Specific Band 1 |  | 0 |  | 0
LDNO 132kV/EHV: HV Site Specific Band 2 |  | 0 |  | 0
LDNO 132kV/EHV: HV Site Specific Band 3 |  | 0 |  | 0
LDNO 132kV/EHV: HV Site Specific Band 4 |  | 0 |  | 0
LDNO 132kV: Domestic Aggregated or CT with Residual |  | 0, 1, 2 | 0 | 0
LDNO 132kV: Non-Domestic Aggregated or CT No Residual |  | 0, 3, 4, 5-8 |  | 0
LDNO 132kV: Non-Domestic Aggregated or CT Band 1 |  | 0, 3, 4, 5-8 |  | 0
LDNO 132kV: Non-Domestic Aggregated or CT Band 2 |  | 0, 3, 4, 5-8 |  | 0
LDNO 132kV: Non-Domestic Aggregated or CT Band 3 |  | 0, 3, 4, 5-8 |  | 0
LDNO 132kV: Non-Domestic Aggregated or CT Band 4 |  | 0, 3, 4, 5-8 |  | 0
LDNO 132kV: LV Site Specific No Residual |  | 0 |  | 0
LDNO 132kV: LV Site Specific Band 1 |  | 0 |  | 0
LDNO 132kV: LV Site Specific Band 2 |  | 0 |  | 0
LDNO 132kV: LV Site Specific Band 3 |  | 0 |  | 0
LDNO 132kV: LV Site Specific Band 4 |  | 0 |  | 0
LDNO 132kV: LV Sub Site Specific No Residual |  | 0 |  | 0
LDNO 132kV: LV Sub Site Specific Band 1 |  | 0 |  | 0
LDNO 132kV: LV Sub Site Specific Band 2 |  | 0 |  | 0
LDNO 132kV: LV Sub Site Specific Band 3 |  | 0 |  | 0
LDNO 132kV: LV Sub Site Specific Band 4 |  | 0 |  | 0
LDNO 132kV: HV Site Specific No Residual |  | 0 |  | 0
LDNO 132kV: HV Site Specific Band 1 |  | 0 |  | 0
LDNO 132kV: HV Site Specific Band 2 |  | 0 |  | 0
LDNO 132kV: HV Site Specific Band 3 |  | 0 |  | 0
LDNO 132kV: HV Site Specific Band 4 |  | 0 |  | 0
LDNO 0000: Domestic Aggregated or CT with Residual |  | 0, 1, 2 | 0 | 0
LDNO 0000: Non-Domestic Aggregated or CT No Residual |  | 0, 3, 4, 5-8 |  | 0
LDNO 0000: Non-Domestic Aggregated or CT Band 1 |  | 0, 3, 4, 5-8 |  | 0
LDNO 0000: Non-Domestic Aggregated or CT Band 2 |  | 0, 3, 4, 5-8 |  | 0
LDNO 0000: Non-Domestic Aggregated or CT Band 3 |  | 0, 3, 4, 5-8 |  | 0
LDNO 0000: Non-Domestic Aggregated or CT Band 4 |  | 0, 3, 4, 5-8 |  | 0
LDNO 0000: LV Site Specific No Residual |  | 0 |  | 0
LDNO 0000: LV Site Specific Band 1 |  | 0 |  | 0
LDNO 0000: LV Site Specific Band 2 |  | 0 |  | 0
LDNO 0000: LV Site Specific Band 3 |  | 0 |  | 0
LDNO 0000: LV Site Specific Band 4 |  | 0 |  | 0
LDNO 0000: LV Sub Site Specific No Residual |  | 0 |  | 0
LDNO 0000: LV Sub Site Specific Band 1 |  | 0 |  | 0
LDNO 0000: LV Sub Site Specific Band 2 |  | 0 |  | 0
LDNO 0000: LV Sub Site Specific Band 3 |  | 0 |  | 0
LDNO 0000: LV Sub Site Specific Band 4 |  | 0 |  | 0
LDNO 0000: HV Site Specific No Residual |  | 0 |  | 0
LDNO 0000: HV Site Specific Band 1 |  | 0 |  | 0
LDNO 0000: HV Site Specific Band 2 |  | 0 |  | 0
LDNO 0000: HV Site Specific Band 3 |  | 0 |  | 0
LDNO 0000: HV Site Specific Band 4 |  | 0 |  | 0
*Supplier of Last Resort pass-through costs allocated to all domestic tariffs with a fixed charge (including LDNO)
**Eligible Bad Debt pass-through costs allocated to all metered demand tariffs (including LDNO)

## Nodal prices
Back to Overview
Scottish Hydro Electric Power Distribution plc - Effective from 1 April 2027 - Final Nodal/Zonal charges
Node/Zone ID | Geographical name | Local charge 1 £/kVA | Remote charge 1 £/kVA
1 | Abernethy | 2.266 | -
2 | Alness | - | -
3 | Arbroath | - | -
4 | Beauly | - | -
5 | Boat of Garten | - | -
6 | Braco | 1.406 | -
7 | Bridge of Dun | - | -
8 | Broadford | - | -
9 | Brora | - | -
10 | Burghmuir | - | -
11 | Carradale 1 | - | -
12 | Cassley | - | -
13 | Charleston | - | -
14 | Ardkinglas | - | -
15 | Clayhills | - | -
16 | Coupar Angus | - | -
17 | Craigiebuckler | - | -
18 | Dunbeath | - | -
19 | Dudhope | - | -
20 | Dunoon | - | -
21 | Dyce | - | -
22 | Elgin | - | -
23 | Fasnakyle | - | -
24 | Fort Augustus | - | -
25 | Fiddes | - | -
26 | Fraserburgh | - | -
27 | Fort William | - | -
28 | Glenagnes | - | -
29 | Inverness | - | -
30 | Keith 1 | 16.577 | -
31 | Killin | - | -
32 | Kintore | - | -
33 | Lairg | - | -
34 | Lunanhead | - | -
35 | Lyndhurst | - | -
36 | Milton of Craigie | - | -
37 | Mybster 1 | - | -
38 | Nairn | - | -
39 | Peterhead Grange | - | -
40 | Persley | - | -
41 | Port Ann | - | -
42 | Rannoch | - | -
43 | Redmoss | - | -
44 | St Fillans | - | -
45 | Strichen | - | -
46 | Taynuilt | - | -
47 | Thurso | - | -
48 | Tummel Bridge | - | -
49 | Willowdale | - | -
50 | Woodhill | - | -
51 | Ardmore | - | -
52 | Dunvegan | - | -
53 | Tarland | - | -
54 | Kinlochleven | - | -
55 | Glenfarclas | - | -
56 | Dallas | - | -
57 | Strathleven | - | -
58 | Ceannacroc | - | -
59 | Clachan | - | -
60 | Quoich | - | -
61 | Grudie Bridge | - | -
62 | Shin | - | -
63 | Stornoway | - | -
64 | BALBEG1A 11.000 | - | 2.266
65 | SCONE1A 11.000 | - | 2.266
66 | ERROL1A 11.000 | - | 2.266
67 | HARBOR1A 11.000 | - | 2.266
68 | FREE2A 11.000 | - | 2.266
69 | BROERN1A 11.000 | - | 2.266
70 | BINNLF1A 11.000 | - | 2.266
71 | GLEDVN1A 11.000 | - | 2.266
72 | MILNAT1A 11.000 | - | 2.266
73 | ABNE1A 11.000 | - | 2.266
74 | TAIN1A 11.000 | - | -
75 | BALALD1A 11.000 | - | -
76 | GLASTU1A 11.000 | - | -
77 | NIGG1A 11.000 | - | -
78 | CROSHL1A 11.000 | - | -
79 | CONTUL1A 11.000 | - | -
80 | PEDDIE1A 11.000 | - | -
81 | INVGOR1A 11.000 | - | -
82 | LEALTY1A 11.000 | - | -
83 | NOVARW1A 11.000 | - | -
84 | MUIREN1A 11.000 | - | -
85 | BLACKS1A 11.000 | - | -
86 | REDFOR1A 11.000 | - | -
87 | CARNOU1A 11.000 | - | -
88 | ELIDEP1A 11.000 | - | -
89 | CHAAVE1A 11.000 | - | -
90 | HUMEST1A 11.000 | - | -
91 | TORA8J 11.000 | - | -
92 | TORA8K 11.000 | - | -
93 | DINGWA1A 11.000 | - | -
94 | MARYBA1A 11.000 | - | -
95 | CONONB1A 11.000 | - | -
96 | MUIROF1A 11.000 | - | -
97 | AIGAS1A 11.000 | - | -
98 | NOKESS1A 11.000 | - | -
99 | KILTAR1A 11.000 | - | -
100 | CONONF1A 11.000 | - | -
101 | COMRIE1A 11.000 | - | -
102 | TOMATI1A 11.000 | - | -
103 | GRANTO1A 11.000 | - | -
104 | BALLIN1A 11.000 | - | -
105 | BOAGAR1A 11.000 | - | -
106 | AVIEMO1A 11.000 | - | -
107 | KINGUS1A 11.000 | - | -
108 | DALWHI1A 11.000 | - | -
109 | FORTEV1A 11.000 | - | 1.406
110 | GLENEA1A 11.000 | - | 1.406
111 | CRIEFF1A 11.000 | - | 1.406
112 | DUNBLA1A 11.000 | - | 1.406
113 | KIPPEN1A 11.000 | - | 1.406
114 | CALLAN1A 11.000 | - | 1.406
115 | LOGIEP1A 11.000 | - | -
116 | INCHBA1A 11.000 | - | -
117 | BRIDGE1A 11.000 | - | -
118 | BRECHI1A 11.000 | - | -
119 | MONTRO1A 11.000 | - | -
120 | GLAXO1A 11.000 | - | -
121 | MONTRN1A 11.000 | - | -
122 | STCYRU1A 11.000 | - | -
123 | BROADF1A 11.000 | - | -
124 | KISHOR1A 11.000 | - | -
125 | SHIELD1A 11.000 | - | -
126 | ACHINT1A 11.000 | - | -
127 | NOSTIE1A 11.000 | - | -
128 | KYLE1A 11.000 | - | -
129 | SKULAM1A 11.000 | - | -
130 | LOWERO1A 11.000 | - | -
131 | HELMSD1A 11.000 | - | -
132 | BRORA1A 11.000 | - | -
133 | GOLSPI1A 11.000 | - | -
134 | DORNOC1A 11.000 | - | -
135 | REDGOR1A 11.000 | - | -
137 | GOODLY1A 11.000 | - | -
138 | THIMBL1A 11.000 | - | -
139 | BURGHM1A 11.000 | - | -
140 | BRODIC1A 11.000 | - | -
141 | WHITIN1A 11.000 | - | -
142 | MACHRI1A 11.000 | - | -
143 | BALLIE1A 11.000 | - | -
144 | DIPPEN1A 11.000 | - | -
145 | CAMPBE1A 11.000 | - | -
146 | WESTPA1A 11.000 | - | -
147 | CLAONA1A 11.000 | - | -
148 | BALLUR1A 11.000 | - | -
149 | OVERSC1A 11.000 | - | -
150 | CASSLE1A 11.000 | - | -
151 | DUCHAL1A 11.000 | - | -
152 | RHICON1A 11.000 | - | -
153 | GOURDI1A 11.000 | - | -
154 | CHARLE1A 11.000 | - | -
155 | MENZIE1A 11.000 | - | -
157 | NINEWE1A 11.000 | - | -
158 | COMMER1A 11.000 | - | -
159 | BALNAGAS 11.000 | - | -
160 | CLAYHI1A 11.000 | - | -
161 | LEOCH1A 11.000 | - | -
162 | BLAIRG1A 11.000 | - | -
163 | ALYTH1A 11.000 | - | -
164 | DALRUL1A 11.000 | - | -
165 | CAPUTH1A 11.000 | - | -
166 | COUPAR1A 11.000 | - | -
167 | CRAIGI1A 11.000 | - | -
168 | CRAIGT1A 11.000 | - | -
169 | CULTER1A 11.000 | - | -
170 | RUTHRI1A 11.000 | - | -
171 | CONSTA1A 11.000 | - | -
172 | ROSEBA1A 11.000 | - | -
174 | DUNOON1A 11.000 | - | -
175 | INNELL1A 11.000 | - | -
176 | ROTHEY1A 11.000 | - | -
177 | BRUCHG1A 11.000 | - | -
178 | SANDBN1A 11.000 | - | -
179 | NEWTON1A 11.000 | - | -
180 | GLENDA1A 11.000 | - | -
181 | COLINT1A 11.000 | - | -
182 | KAMES1A 11.000 | - | -
183 | OTTERF1A 11.000 | - | -
184 | STONEY1A 11.000 | - | -
185 | STONEY1C 11.000 | - | -
186 | NORDYC1A 11.000 | - | -
187 | KINGSE1A 11.000 | - | -
188 | BALMED1A 11.000 | - | -
189 | ELLON1A 11.000 | - | -
190 | BILBOH1A 11.000 | - | -
191 | FOCHAB1A 11.000 | - | -
192 | KINLOS1A 11.000 | - | -
193 | ASHGRO1A 11.000 | - | -
194 | CUMMIN1A 11.000 | - | -
195 | LHANBR1A 11.000 | - | -
196 | LOSSIE1A 11.000 | - | -
197 | BURGHE1A 11.000 | - | -
198 | ELGIN1A 11.000 | - | -
199 | FASN5L 11.000 | - | -
200 | FASNAK1A 11.000 | - | -
201 | DRUMNA1A 11.000 | - | -
203 | ABERCA1A 11.000 | - | -
204 | INVERG1A 11.000 | - | -
205 | BUNOIC1A 11.000 | - | -
206 | GLENDO1A 11.000 | - | -
207 | STONEH1A 11.000 | - | -
208 | EDZELL1A 11.000 | - | -
209 | LAUREN1A 11.000 | - | -
210 | INVERB1A 11.000 | - | -
211 | FRASER1A 11.000 | - | -
212 | STRONT1A 11.000 | - | -
213 | SALEN1A 11.000 | 13.014 | -
214 | GLENSA1A 11.000 | - | -
215 | CORRAN1A 11.000 | - | -
216 | PINEGR1A 11.000 | - | -
217 | INVERL1A 11.000 | - | -
218 | ANNAT1A 11.000 | - | -
219 | ARISAI1A 11.000 | - | -
220 | MALLAI1A 11.000 | - | -
221 | LOCHAL1A 11.000 | - | -
222 | BSWTMBR1 11.000 | - | -
223 | MOIDAR1C 11.000 | - | -
224 | OVERGA1A 11.000 | - | -
226 | WALT11KV 11.000 | - | -
227 | CULLOD1A 11.000 | - | -
228 | RAIGMO1A 11.000 | - | -
229 | HILTON1A 11.000 | - | -
230 | DALNEI1A 11.000 | - | -
231 | WATERL1A 11.000 | - | -
232 | LOCAL1A 11.000 | - | -
233 | INVERR1A 11.000 | - | -
234 | DUNMAG1A 11.000 | - | -
235 | ERROGI1A 11.000 | - | -
236 | FOYERS1B 11.000 | - | -
237 | FOYERS6A 6.6000 | - | -
238 | WESTER1A 11.000 | - | -
239 | KEITH1A 11.000 | - | -
240 | ROTHES1A 11.000 | - | -
241 | ABERLO1A 11.000 | - | -
242 | DUFFTO1A 11.000 | - | -
243 | HUNTLY1A 11.000 | - | -
244 | INSCH1A 11.000 | - | -
245 | NETHDA1A 11.000 | - | 16.577
246 | CULLEN1A 11.000 | - | 16.577
247 | LIMEHI1A 11.000 | - | 16.577
248 | MARNOC1A 11.000 | - | 16.577
249 | MARNOC1B 11.000 | - | -
251 | MACDUF1A 11.000 | - | -
252 | PORTSO1A 11.000 | - | -
253 | TURRIF1A 11.000 | - | -
254 | GLENFI1C 11.000 | - | -
255 | LOCHLU1C 11.000 | - | -
256 | LOCHEA1A 11.000 | - | -
257 | KILLTO1C 11.000 | - | -
258 | LOCHAY1C 11.000 | - | -
259 | LUBREO1B 11.000 | - | -
260 | CASHLI1B 11.000 | - | -
261 | CASHLI1D 11.000 | - | -
262 | TORRYB1A 11.000 | - | -
263 | BANCHO1A 11.000 | - | -
264 | MIDMAR1A 11.000 | - | -
265 | KEMNAY1A 11.000 | - | -
266 | SKENE1A 11.000 | - | -
267 | INVERU1A 11.000 | - | -
268 | BALQUHW- 11.000 | - | -
269 | OLDMEL1A 11.000 | - | -
270 | FYVIE1A 11.000 | - | -
271 | PARK1A 11.000 | - | -
272 | TORBOL1A 11.000 | - | -
273 | TRESSA1A 11.000 | - | -
274 | LAIRGL1A 11.000 | - | -
275 | LUNLOC1A 11.000 | - | -
276 | LOCHSI1A 11.000 | - | -
277 | MARYTO1A 11.000 | - | -
278 | INVITY1A 11.000 | - | -
279 | FRIOCK1A 11.000 | - | -
280 | LYNDHU1A 11.000 | - | -
281 | MACALP1A 11.000 | - | -
282 | WESTKI1A 11.000 | - | -
283 | LOCHEE1A 11.000 | - | -
284 | MICHEL1A 11.000 | - | -
285 | LONHAU1A 11.000 | - | -
286 | OLDCRA1A 11.000 | - | -
287 | KNOWE1A 11.000 | - | -
288 | MILCLO1A 11.000 | - | -
289 | EDZLST1A 11.000 | - | -
290 | BROFER1A 11.000 | - | -
291 | WICK1A 11.000 | - | -
292 | MELVIC1A 11.000 | - | -
293 | BETTYH1A 11.000 | - | -
294 | COLDBA1A 11.000 | - | -
295 | LATHER1A 11.000 | - | -
296 | LETHEN1A 11.000 | - | -
297 | FORRES1B 11.000 | - | -
298 | NAIRCN1B 11.000 | - | -
299 | MACDER1A 11.000 | - | -
300 | ARDSER1B 11.000 | - | -
301 | DALCRS1B 11.000 | - | -
302 | GRANGE1A 11.000 | - | -
303 | NORTHS1A 11.000 | - | -
304 | STMACH1A 11.000 | - | -
305 | BRIDGD1A 11.000 | - | -
306 | WHITES1A 11.000 | - | -
307 | HAUDAG1A 11.000 | - | -
308 | TARBER1A 11.000 | - | -
309 | FURNAC1A 11.000 | - | -
310 | INVERN1A 11.000 | - | -
311 | LOCHGI1A 11.000 | - | -
312 | LOCG5- 11.000 | - | -
313 | CRINAN1A 11.000 | - | -
314 | LUSSAG1A 11.000 | - | -
315 | TARBER1E 11.000 | - | -
316 | PORTAS1A 11.000 | - | -
317 | BOWMOR1A 11.000 | - | -
318 | PORTEL1A 11.000 | - | -
319 | ARIGH1B 11.000 | - | -
320 | RANN5- 11.000 | - | -
321 | GLENET1A 11.000 | - | -
322 | BLACKM1A 11.000 | - | -
323 | TYNDRU1A 11.000 | - | -
324 | BRIDGG1A 11.000 | - | -
325 | GAUR1A 11.000 | - | -
326 | GAUR1B 11.000 | - | -
327 | LOCHER1A 11.000 | - | -
328 | CRAIGN1A 11.000 | - | -
329 | NEWTONH1A 11.000 | - | -
330 | REDMOS1A 11.000 | - | -
331 | KINCOR1A 11.000 | - | -
332 | SFIL5- 11.000 | - | -
333 | DALCHO1A 11.000 | - | -
334 | NEWPIT1A 11.000 | - | -
335 | STRICH1A 11.000 | - | -
336 | MINTLA1A 11.000 | - | -
337 | BODDAM1C 11.000 | - | -
338 | HATTON1A 11.000 | - | -
339 | MAUD1A 11.000 | - | -
340 | INAW5- 11.000 | - | -
341 | TAYNUI1A 11.000 | - | -
342 | BONAWE1A 11.000 | - | -
343 | KENMOR1A 11.000 | - | -
344 | BARCAL1A 11.000 | - | -
345 | CONNEL1A 11.000 | - | -
346 | OBAN1A 11.000 | - | -
347 | DERVAI1A 11.000 | - | -
348 | KILNIN1A 11.000 | - | -
349 | SCAMMA1A 11.000 | - | -
350 | KERRAR1A 11.000 | - | -
351 | LOCHDO1A 11.000 | - | -
352 | TIRORA1A 11.000 | - | -
353 | KINLOR1A 11.000 | - | -
354 | SALEN1X 11.000 | - | -
355 | KILCHR1A 11.000 | - | -
356 | AWEBAR1A 11.000 | - | -
357 | DALMAL1A 11.000 | - | -
358 | EREDIN1A 11.000 | - | -
359 | KIEL5- 11.000 | - | -
360 | HASTIG1A 11.000 | - | -
361 | ORMLIE1A 11.000 | - | -
362 | FORSS1A 11.000 | - | -
363 | HALKIR1A 11.000 | - | -
364 | STROMN1A 11.000 | - | -
365 | BURGAR1A 11.000 | - | -
366 | ROUSAY1A 11.000 | - | -
367 | WESTRY1A 11.000 | - | -
368 | EDAY1A 11.000 | - | -
369 | SANDAY1A 11.000 | - | -
370 | STRONS1A 11.000 | - | -
371 | SHAPIN1A 11.000 | - | -
372 | KIRKWA1A 11.000 | - | -
373 | STMARY1A 11.000 | - | -
374 | NTHHOY1A 11.000 | - | -
375 | LYNESS1A 11.000 | - | -
376 | FLOTTA1A 11.000 | - | -
377 | FLTOCC1C 11.000 | - | -
378 | NEWBIG1A 11.000 | - | -
379 | TUMB5- 11.000 | - | -
380 | COSHIE1- 11.000 | - | -
381 | BONSKI1A 11.000 | - | -
382 | PITLOC1A 11.000 | - | -
383 | KINLOCHR1A 11.000 | - | -
384 | FINCAS1A 11.000 | - | -
385 | CALVIN1A 11.000 | - | -
386 | ABERFE1A 11.000 | - | -
387 | TUMB1A 11.000 | - | -
388 | HAYTON1A 11.000 | - | -
390 | GREYFR1A 11.000 | - | -
391 | DENBUR1A 11.000 | - | -
392 | STNICH1A 11.000 | - | -
393 | QUEENS1A 11.000 | - | -
394 | WOODHI1A 11.000 | - | -
395 | SPRING1A 11.000 | - | -
396 | DRIMOR1A 11.000 | - | -
397 | AIRD1A 11.000 | - | -
398 | AIRD1B 11.000 | - | -
399 | CLACHN1A 11.000 | - | -
400 | POLLAC1A 11.000 | - | -
401 | LOCHCA1A 11.000 | - | -
402 | STOCKI1A 11.000 | - | -
403 | TARBET1A 11.000 | - | -
404 | DRYNOC1A 11.000 | - | -
405 | PORTRE1A 11.000 | - | -
406 | UIG1A 11.000 | - | -
407 | DUNVEG1A 11.000 | - | -
408 | ABBOYN1A 11.000 | - | -
409 | BALLAT1A 11.000 | - | -
410 | MOSSAT1A 11.000 | - | -
411 | STRATH1A 11.000 | - | -
412 | WHITEH1A 11.000 | - | -
413 | KILO5A 6.6000 | - | -
414 | KILO5B 6.6000 | - | -
415 | KILO5C 6.6000 | - | -
416 | KINLOC1A 11.000 | - | -
417 | KINLOC1B 11.000 | - | -
418 | GLENCO1A 11.000 | - | -
419 | ABERFO1A 11.000 | - | -
420 | KEPCUL1A 11.000 | - | -
421 | DRYMEN1A 11.000 | - | -
422 | BLAIRL1A 11.000 | - | -
423 | ROSSPR1A 11.000 | - | -
424 | KILLEA1A 11.000 | - | -
425 | AUCHEN1A 11.000 | - | -
426 | CEAN5- 11.000 | - | -
427 | CLAC5J 11.000 | - | -
428 | SRONMH1A 11.000 | - | -
429 | BUTTEB1A 11.000 | - | -
430 | LOCHGO1A 11.000 | - | -
431 | DOUGLA1A 11.000 | - | -
432 | STRACH1A 11.000 | - | -
433 | INVERA1A 11.000 | - | -
434 | QUOI5- 11.000 | - | -
435 | GRUB5- 11.000 | - | -
436 | KERRYF1A 11.000 | - | -
437 | AULTBE1A 11.000 | - | -
438 | VAICHT1A 11.000 | - | -
439 | INVERM1A 11.000 | - | -
440 | ULLAPO1A 11.000 | - | -
441 | LOCHDU1A 11.000 | - | -
442 | DRUMRU1A 11.000 | 11.071 | -
443 | ACHILT1A 11.000 | - | -
444 | LOCHIN1A 11.000 | - | -
445 | KINLOW1A 11.000 | - | -
446 | MINORG1A 11.000 | - | -
447 | LETEWE1A 11.000 | - | -
448 | SHIN5- 11.000 | - | -
449 | SHIN1C 11.000 | - | -
450 | GLEDFI1A 11.000 | - | -
451 | MAARUI1A 11.000 | - | -
452 | LAXAY1A 11.000 | - | -
453 | CALLAD1A 11.000 | - | -
454 | GISLA1A 11.000 | 1.245 | -
455 | ARNISH1A 11.000 | - | -
456 | BATTER1A 11.000 | - | -
457 | COLL1A 11.000 | - | -
458 | BARVAS1A 11.000 | - | -
459 | TARBER1B 11.000 | - | -
527 | Shetland | - | -
528 | LERWCK5J 11.000 | - | -
529 | LERWCK5S 11.000 | - | -
530 | LERWCK5T 11.000 | - | -
531 | LERWCK5R 11.000 | - | -
532 | SVOETM5J 11.000 | - | -
533 | SVOETM5K 11.000 | - | -
534 | SVOETM5L 11.000 | - | -
535 | SVT51 11.000 | - | -
536 | SVOETM5M 11.000 | - | -
537 | SVT53 11.000 | - | -
538 | BRAE5- 11.000 | - | -
539 | SUMBRG5- 11.000 | - | -
540 | FIRTH5- 11.000 | - | -
541 | GUTCHR5- 11.000 | - | -
542 | UNST5- 11.000 | - | -
543 | MIDYEL5- 11.000 | - | -
544 | TUMLIN5- 11.000 | - | -
545 | SCALWY5- 11.000 | - | -
546 | SNDWCK5- 11.000 | - | -
547 | VOE5L 11.000 | - | -
548 | Berryburn | - | -
549 | Orrin | - | -
550 | SLOY33B 11.000 | - | -
551 | SLOY33A 11.000 | - | -
552 | DOUN4- | - | -
553 | PEHS5- 11.000 | - | -
554 | SFEG5- 11.000 | - | -
555 | DOUN3- | - | -
556 | Sloy | - | -
557 | Peterhead Shell | - | -
558 | St Fergus Gas | - | -
559 | Fetteresso | - | -
560 | Cairnford | - | -
562 | MacDuff | - | -
563 | Mybster 2 | - | -
564 | CHAOR1A 11.000 | - | -
565 | INVERCRO3A 11.000 | - | -
566 | Carradale 2 | - | -
567 | Keith 2 | - | -
568 | Rothienorman | - | -
569 | Inveralmond Primary | - | -
570 | Loch Carron | - | -
572 | Aecc | - | -
573 | Harvest Avenue | - | -
574 | SALEN1Y' 11.000 | - | -

## SSC unit rate lookup
Back to Overview
Standard Settlement Configuration Id | Standard Settlement Configuration Desc | Common Decode | Change implemented | Date | Comments
3 | 10-hour OP | A/R | Notes updated | 2019-06-10 | Updated to reflect DCP 268 which delinks all tariffs from the TPR bands
4 | 10-hour OP | A/R | Code 1 & 2 changed to A | 2019-06-10 | Updated to reflect DCP 268 which delinks all tariffs from the TPR bands
5 | 10-hour OP + w/e | A/R | Code O changed to A/R | 2019-06-10 | Updated to reflect DCP 268 which delinks all tariffs from the TPR bands
6 | 10.5-hour OP | A/R | Removed TPR | 2019-06-10 | Removed TPR lookup element as this no longer effects which rate to apply
7 | 10.5-hour OP | A/R
8 | 10.5-hour OP | A/R
9 | 10.5-hour OP | A/R
10 | 10.5-hour OP | A/R
11 | 10.5-hour OP | A/R
12 | 10.5-hour OP | A/R
13 | 11 Hour OP | A/R
15 | 11 Hour OP | A/R
16 | 11.5-hour OP | A/R
17 | 11.5-hour OP | A/R
18 | 11.5-hour OP | A/R
19 | 11.5-hour OP | A/R
20 | 11.5-hour OP | A/R
21 | 11.5-hour OP | A/R
22 | 11.5-hour OP | A/R
23 | 11-hour OP | A/R
24 | 11-hour OP | A/R
25 | 11-hour OP | A/R
26 | 11-hour OP | A/R
28 | 11-hour OP | A/R
29 | 11-hour OP | A/R
30 | 11-hour OP | A/R
31 | 11-hour OP | A/R
32 | 11-hour OP | A/R
33 | 11-hour OP | A/R
34 | 11-hour OP | A/R
35 | 11-hour OP | A/R
36 | 11-hour OP | A/R
37 | 11-hour OP | A/R
38 | 11-hour OP | A/R
39 | 11-hour OP | A/R
40 | 11.5-hour OP | A/R
41 | 8.5-hour OP | A/R
42 | 9-hour OP | A/R
43 | 9-hour OP | A/R
44 | 8.5-hour OP | A/R
45 | 11-hour OP + Summer | A/R
46 | 11-hour OP + w/e | A/R
47 | 11-hour OP + w/e & Summer | A/R
48 | 11-hour OP + weekends | A/R
49 | 11.5-hour OP | A/R
50 | 12-hour OP + w/e & Summer | A/R
51 | 12-hour night | A
52 | 12-hour OP | A/R
53 | 12-hour OP | A/R
55 | 12-hour OP | A/R
56 | 12-hour OP | A/R
57 | 12-hour OP | A/R
58 | Key Meter pseudo 2-rate | A
59 | 12-hour OP | A/R
60 | 12-hour OP | A/R
62 | 8-hour OP (see also SSC 427) | A
63 | 9-hour OP | A/R
64 | 12-hour OP | A/R
65 | 12-hour OP + Summer | A/R
66 | 12-hour OP + Summer | A/R
67 | 12.5-hour OP | A/R
71 | 12.5-hour OP | A/R
72 | 12.5-hour OP | A/R
73 | 12.5-hour OP | A/R
74 | 12.5-hour OP + Summer | A/R
75 | 12.5-hour OP + w/e | A/R
76 | 12.5-hour OP + w/e | A/R
77 | 12.5-hour OP + w/e | A/R
78 | 12.5-hour OP + w/e & Summer | A/R
79 | 14-hour E7 | A
80 | 14-hour Off Peak | A/R
81 | 14-hour OP + Sun | A/R
82 | 14.5-hour OP | A/R
83 | 14.5-hour OP | A/R
84 | 14.5-hour OP | A/R
85 | 14.5-hour OP | A/R
86 | 14.5-hour OP | A/R
87 | 14.5-hour OP | A/R
88 | 14.5-hour OP | A/R
91 | 14.5-hour OP + Summer | A/R
92 | 14.5-hour OP + Summer | A/R
93 | split 7-hour E7 | A
94 | 14.5-hour OP + Summer | A/R
95 | 14.5-hour OP + Summer | A/R
96 | 14.5-hour OP + Summer | A/R
97 | 14.5-hour OP + w/e | A/R
98 | 14.5-hour OP + w/e & Summer | A/R
99 | 15-hour OP | A/R
100 | 15-hour OP | A/R
101 | 15-hour OP + w/e & Summer | A/R
102 | 15-hour OP + w/e & Summer | A/R
103 | 15-hour OP + w/e & Summer | A/R
104 | 15.5-hour OP | A/R
105 | 15.5-hour OP | A/R
106 | 15.5-hour OP | A/R
107 | 15.5-hour OP | A/R
108 | 15.5-hour OP | A/R
109 | 15.5-hour OP | A/R
110 | 15.5-hour OP | A/R
111 | 15.5-hour OP + Summer | A/R
112 | 15.5-hour OP + w/e | A/R
113 | 15.5-hour OP + w/e | A/R
115 | 15.5-hour OP + w/e | A/R
116 | 15.5-hour OP + w/e | A/R
117 | 15.5-hour OP + w/e | A/R
118 | 15.5-hour OP + w/e & Summer | A/R
119 | 15.5-hour OP + w/e & Summer | A/R
120 | 9-hour OP | A/R
121 | 2-rate terms | A
122 | 2-rate SToD | A
123 | 2-rate variable SToD | A
124 | 2-rate variable SToD | A
125 | 2-rate variable SToD | A
126 | 7-hour E7 | A
127 | 3-rate SToD | A
128 | Dom/Non-dom Seasonal (link SSC 0342) | A
129 | 3-rate SToD | A
130 | 3-rate variable | A
131 | 3-rate variable | A
132 | 4-rate SToD | A
133 | 4-rate SToD | A
134 | 4-rate SToD | A
135 | 4-rate SToD | A
136 | 4-rate SToD | A
137 | 4-rate SToD | A
138 | 4-rate SToD | A
140 | split 7-hour E7 | A
141 | 5-rate SToD | A
142 | 5-rate SToD | A
143 | 15-hour OP | A/R
144 | 6-rate SToD | A
145 | 6-rate SToD | A
146 | 6-rate SToD | A
147 | 6-rate SToD | A
148 | 7-hour OP (see also SSC 0185) | A
149 | Smart 7, heating | A
150 | 7-hour E7 | A
151 | 7-hour E7 | A
152 | 7-hour E7 | A
153 | 7-hour E7 | A
154 | 7-hour E7 | A
155 | split 7-hour E7 | A/R
156 | 7-hour E7 | A
157 | 7-hour E7 | A
158 | 7-hour E7 | A
159 | 12-hour OP | A/R
160 | 7-hour E7 | A
161 | 7-hour E7 | A
162 | 7-hour E7 | A
163 | 7-hour E7 | A
164 | 7-hour E7 | A
165 | 7-hour E7 | A
166 | 7-hour E7 | A
167 | 7-hour E7 | A
168 | 7-hour E7 | A
169 | 7-hour E7 | A
170 | 7-hour E7 | A
171 | 7-hour E7 | A
172 | 7-hour E7 | A
173 | 7-hour E7 | A
174 | 7-hour E7 | A
175 | 7-hour E7 | A
176 | 7-hour E7 | A
177 | 7-hour E7 | A
178 | 7-hour E7 (Cornwall & def reinforcement) | A
179 | 7-hour E7 | A
180 | 7-hour E7 | A
181 | 7-hour E7 | A
182 | 7-hour E7 | A
183 | 7-hour E7 | A
184 | 7-hour E7 | A
185 | 7-hour E7 | A
186 | 7-hour E7 | A
187 | 7-hour E7 | A
188 | 7-hour E7 | A
189 | 7-hour E7 | A/R
190 | 7-hour E7 | A/R
191 | 7-hour E7 | A/R
192 | 7-hour E7 | A/R
193 | 7-hour E7 | A/R
194 | 7-hour E7 | A/R
195 | 7-hour E7 | A/R
196 | 7-hour E7 | A/R
197 | 7-hour E7 | A/R
198 | 7-hour E7 | A/R
199 | 7-hour E7 | A/R
201 | 7-hour E7 | A/R
202 | 7-hour E7 | A/R
203 | 7-hour E7 | A/R
204 | 7-hour E7 | A/R
205 | 7-hour E7 | A/R
206 | 7-hour E7 | A/R
207 | 7-hour E7 | A/R
208 | 7-hour E7 | A/R
209 | 7-hour E7 | A
210 | 7-hour E7 | A
211 | 7-hour E7 | A
212 | 7-hour E7 | A
213 | 7-hour E7 | A
214 | 7-hour E7 | A
215 | 7-hour E7 | A
216 | 7-hour E7 | A
217 | 7-hour E7 | A
218 | 7-hour E7 | A
219 | 7-hour E7 | A
220 | 7-hour E7 | A
221 | 7-hour E7 | A
222 | 7-hour E7 | A
223 | 7-hour E7 | A
224 | 7-hour E7 | A
225 | 7-hour E7 | A
226 | 7-hour E7 | A
227 | 7-hour E7 | A
228 | Supertariff heating | A/R
229 | Supertariff heating | A/R
230 | 7-hour E7 | A/R
231 | split 7-hour E7 | A
233 | split 7-hour E7 | A
234 | split 7-hour E7 | A
235 | split 7-hour E7 | A
236 | split 7-hour E7 | A
237 | split 7-hour E7 | A
238 | 7-hour E7 | A
241 | 7-hour E7 (differential switching) | A
242 | 7-hour night | A
243 | Key Meter pseudo 2-rate | A
244 | 7-hour E7 | A
245 | 7-hour night | A
246 | Economy 7 Day & Night | A
247 | 7-hour night | A
248 | 7-hour E7 | A
249 | 7-hour night | A
250 | 7-hour OP | A/R
251 | 7-hour OP | A/R
252 | 7-hour OP | A/R
253 | 7-hour OP | A/R
254 | 7-hour variable E7 (Menter B) | A
255 | 7-hour variable E7 (Menter A) | A
257 | 8-hour E7 | A
258 | 8-hour night | A
259 | 10-hour night | A
260 | 8-hour night | A/R
261 | 8-hour night | A
262 | 8-hour night | A
263 | 8-hour night | A
264 | 8-hour night | A
265 | 8-hour OP | A/R
266 | 8-hour OP | A/R
267 | 8-hour OP | A/R
268 | 8-hour OP | A/R
269 | 8-hour OP | A/R
270 | 8-hour OP | A/R
271 | 8-hour OP | A/R
272 | 8-hour OP | A/R
273 | 8-hour OP | A/R
274 | 8-hour OP | A/R
276 | 8-hour OP | A/R
277 | 8-hour OP + Summer | A/R
278 | 8-hour OP + w/e | A/R
279 | 8-hour OP + w/e & Summer | A/R
280 | 8-hour OP + weekends | A/R
281 | 9-hour night | A
283 | 9-hour night (differential switching) | A
284 | 9-hour OP | A/R
285 | 9-hour OP | A/R
286 | 9-hour OP + w/e | A/R
287 | Boiler | A/R
288 | Budget Warmth | A/R
289 | Budget Warmth | A/R
290 | Budget Warmth | A/R
291 | Budget Warmth | A/R
292 | Budget Warmth | A/R
297 | Budget Warmth | A/R
298 | Budget Warmth | A/R
299 | Budget Warmth | A/R
300 | Flexiheat Day/Evening/Weekend | A
301 | Flexiheat (weather) Day/Evening/Weekend | A
302 | Superdeal Day/Night | A
303 | Budget Warmth | A/R
304 | Budget Warmth | A/R
305 | Domestic heating tariff | A
306 | Domestic heating tariff | A
307 | Domestic heating tariff | A
308 | Domestic heating tariff | A
309 | Superdeal (weather) Day/Night | A
310 | E10 type 1 (general purpose) | A
312 | 7-hour OP (see also SSC 186) | A
313 | Domestic E9 A | A/R
314 | 13-hour OP | A/R
315 | Evening/night | A/R
316 | Evening/Weekend | A
317 | Evening/Weekend | A
318 | Evening/Weekend | A
319 | 12-hour Evening/Weekend | A
320 | Evening/Weekend | A
321 | Evening/Weekend | A
322 | Evening/Weekend | A
323 | Evening/Weekend | A
324 | Domestic E9 B | A
325 | Evening/Weekend E7 | A
326 | Evening/Weekend E7 | A
327 | Evening/Weekend E7 | A
328 | Evening/Weekend E7 | A
329 | Evening/Weekend E7 | A
330 | Evening/Weekend E7 | A
331 | Evening/Weekend E7 | A
332 | Evening/Weekend E7 | A/R
334 | 3-rate heating, (link SSC 0343) | A
335 | Grain Drying | A
336 | Grain drying | A/R
337 | Grain drying | A/R
338 | Heating | A
339 | Local Authority Heating | A/R
340 | Local Authority Heating | A/R
341 | Local Authority Heating | A/R
342 | Dom & Non-dom Seasonal (link SSC 0128) | A
343 | 3-rate heating, water heating | A
344 | 7-hour E7, Day + Night (link SSC 0345) | A
344 | 7-hour E7, Day + Night (link SSC 0345) | A/R
345 | 7-hour E7, Day + Night (link SSC 0344) | A
346 | Non-Standard OP (8+3 hour) | A/R
347 | Non-Standard OP | A/R
348 | Non-Standard OP | A/R
349 | 7-hour E7 | A
350 | Warmwise heating | A/R
351 | Flexiheat heating | A
352 | Flexiheat (weather) heating | A
353 | Superdeal heating | A
354 | 12-hour OP | A/R
355 | Smart 7, Day/Night | A
357 | split 10-hour Heatwise | A/R
358 | split 10-hour Heatwise | A/R
359 | split 10-hour Heatwise | A/R
360 | split 10-hour Heatwise | A/R
361 | split 10-hour Heatwise | A/R
362 | split 10-hour Heatwise | A/R
363 | split 10-hour Heatwise | A/R
364 | split 10-hour Heatwise | A/R
365 | split 10-hour Heatwise | A/R
366 | split 10-hour Heatwise | A/R
367 | split 10-hour Heatwise | A/R
368 | split 10-hour Heatwise | A/R
369 | split 10-hour Heatwise | A/R
370 | split 10-hour Heatwise | A/R
371 | split 10-hour Heatwise | A/R
372 | Evening/Weekend | A
373 | split 7-hour E7 | A
374 | split 7-hour E7 | A
375 | split 7-hour E7 | A
376 | split 7-hour E7 | A
377 | split 7-hour E7 | A
378 | split 7-hour E7 | A
380 | split 7-hour E7 | A
381 | split 7-hour E7 | A
382 | split 7-hour E7 | A
384 | 7-hour E7 | A
385 | split 7-hour E7 | A/R
386 | 9-hour OP | A/R
387 | 15.5-hour OP | A/R
388 | split 7-hour E7 | A/R
389 | 12.5-hour OP | A/R
390 | split 7-hour E7 | A
391 | Summer & Winter w/e | A/R
392 | Summer Unrestricted | A
393 | Unrestricted | A
394 | 10-hour night | A
395 | Warmwise Day/Night | A
396 | 2-rate SToD | A
397 | 9-hour heating | A
398 | 12-hour OP + w/e | A
399 | 15-hour OP + w/e | A/R
400 | 8-hour night | A
401 | E10 type 1(heating circuit) | A/R
403 | 12-hour night | A
404 | Redring Boiler (general purpose) | A
405 | Redring Boiler (heating circuit) | A/R
406 | Cyclocontrol 3 | A/R
407 | Cyclocontrol 4 | A/R
408 | Cyclocontrol 5 | A/R
409 | Cyclocontrol 6 | A/R
410 | Cyclocontrol 7 | A/R
411 | Cyclocontrol 8 | A/R
412 | Cyclocontrol 9 | A/R
413 | Cyclocontrol 10 | A/R
414 | Cyclocontrol 11 | A/R
415 | Cyclocontrol 12 | A/R
416 | Cyclocontrol 13 | A/R
417 | Cyclocontrol 14 | A/R
418 | Cyclocontrol 15 | A/R
419 | Cyclocontrol 16 | A/R
420 | Cyclocontrol 17 | A/R
421 | Cyclocontrol 18 | A/R
422 | Cyclocontrol 19 | A/R
423 | Cyclocontrol 20 | A/R
424 | Cyclocontrol 21 | A/R
425 | Superdeal (weather) heating | A
426 | 7-hour E7 | A
427 | Day/Night (White meter) | A
428 | Unmetered Type A ("flat" profile) | U
429 | Unmetered B ("dusk-to-dawn") | U
430 | Unmetered C ("half-night & pre-dawn") | U
431 | Unmetered D ("dawn-to-dusk") | U
432 | 7-hour E7 | A
434 | 12 Hour OP | A/R
435 | Domestic 3-rate heating | A
436 | 3-Rate Seasonal | A
437 | Lifestyle Tariff | A
439 | Split 7-hour E7 | A
440 | 3-rate ToW | A
441 | 4-rate SToD | A
442 | 7-hour E7 | A/R
443 | Evening/Weekend | A
444 | Evening/Weekend E7 | A
444 | Evening/Weekend E7 | A/R
445 | 7-hour variable E7 | A
446 | 7-hour variable E7 | A
447 | 7-hour OP | A
448 | 7-hour OP | A
449 | 7-hour OP | A
450 | 7-hour OP | A
451 | 7-hour OP | A
452 | 7-hour OP | A
453 | 7-hour OP | A
454 | 7-hour OP | A
455 | 7-hour OP | A
456 | 7-hour OP | A
459 | 7-hour OP | A
460 | 12 Hours OP | A/R
461 | 12 Hours OP | A/R
462 | 8 Hours OP | A/R
463 | 10.5 Hours OP | A/R
464 | Weekender Tariff (V1) | A
465 | Weekender Tariff (V2) | A
466 | Maximum Demand Register | A
467 | Maximum Demand Register | A
468 | Maximum Demand Register | A
469 | Maximum Demand Register | A
470 | Maximum Demand Register | A
473 | Economy 7 - all purpose tariff G63 | A
474 | split 7hr o/p | A/R
475 | Split 7hr E7 | A
476 | 14.5 hr o/p | A/R
477 | 14.5 hr o/p | A/R
478 | Evening/Weekend E7 | A
479 | Split 7-hour E7 | A
480 | Split 7-hour E7 | A
481 | Split 7-hour E7 | A
482 | Micro-PV Export Import Profile Class 1 | G
483 | Micro-PV Export Import Profile Class 2 | G
484 | Micro-PV Export Import Profile Class 3 | G
485 | Micro-PV Export Import Profile Class 4 | G
486 | Micro-PV Export Import Profile Class 5 | G
487 | Micro-PV Export Import Profile Class 6 | G
488 | Micro-PV Export Import Profile Class 7 | G
489 | Micro-PV Export Import Profile Class 8 | G
490 | Micro-CHP Export Import Profile Class 1 | G
491 | Micro-CHP Export Import Profile Class 2 | G
492 | Micro-CHP Export Import Profile Class 3 | G
493 | Micro-CHP Export Import Profile Class 4 | G
494 | Micro-CHP Export Import Profile Class 5 | G
495 | Micro-CHP Export Import Profile Class 6 | G
496 | Micro-CHP Export Import Profile Class 7 | G
497 | Micro-CHP Export Import Profile Class 8 | G
498 | Other Sml Export SSC any import Profile | G
701 | 8.5-hour OP + w/e | A/R
702 | 8.5-hour OP + w/e | A/R
703 | 12-hour OP + w/e | A/R
704 | 12-hour OP + w/e | A/R
705 | 12-hour OP + w/e | A/R
706 | 12-hour OP + w/e | A/R
707 | 12-hour OP + w/e | A/R
708 | 12-hour OP + w/e | A/R
709 | 12-hour OP + w/e | A/R
710 | 12-hour OP + w/e | A/R
711 | 12-hour OP + w/e | A/R
712 | 16-hour OP + w/e | A/R
713 | 16-hour OP + w/e | A/R
714 | 16-hour OP + w/e | A/R
715 | 16-hour OP + w/e | A/R
716 | 20-hour OP + w/e | A/R
717 | 20-hour OP + w/e | A/R
718 | 20-hour OP + w/e + summer | A/R
719 | 20-hour OP + w/e + summer | A/R
720 | 3-rate SToD | A
721 | 8.5 hour WM | A
722 | 8.5 hour WM | A
723 | 8.5 hour WM | A
724 | 8.5 hour WM | A
725 | 8.5 hour WM | A
726 | 8.5 hour WM | A
727 | 8.5 hour WM | A
728 | 8.5 hour WM Heating | A
729 | 8.5 hour WM | A
730 | 8.5 hour WM Heating | A
731 | 8.5 hour WM | A
732 | 8.5 hour WM Heating | A
733 | 8.5 hour WM | A
734 | 8.5 hour WM Heating | A
735 | 8.5 hour WM | A
736 | 8.5 hour WM Heating | A
737 | 8.5 hour WM | A
738 | 8.5 hour WM Heating | A
739 | 8.5 hour WM | A
740 | 8.5 hour WM Heating | A
741 | 8.5 hour WM | A
742 | 8.5 hour WM Heating | A
743 | 8.5 hour WM | A
744 | 8.5 hour WM Heating | A
745 | 8.5 hour WM | A
746 | 8.5 hour WM Heating | A
747 | 8.5 hour WM | A
748 | 8.5 hour WM | A
749 | 8.5 hour WM Heating | A
752 | 8.5 hour WM | A
753 | Weathercall heating | A
754 | 8.5 hour WM | A
755 | Weathercall heating | A
756 | 8.5 hour WM | A
757 | Weathercall heating | A
758 | 8.5 hour WM | A
759 | Weathercall heating | A
760 | 8.5 hour WM | A
761 | Weathercall heating | A
762 | 8.5 hour WM | A
763 | Weathercall heating | A
764 | 8.5 hour WM | A
765 | Weathercall heating | A
766 | 8.5 hour WM | A
767 | Weathercall heating | A
768 | 8.5 hour WM | A
769 | Weathercall heating | A
770 | 18-hour dynamic | A
775 | Crop&Air Conditioning | A
776 | Crop&Air Conditioning | A
781 | 8.5 hour WM | A/R
782 | 8.5 hour WM | A
783 | 8.5 hour WM | A
784 | 8.5 hour WM | A
785 | 8.5 hour WM | A
786 | 8.5 hour WM | A
787 | E7 accompanying Birmingam W'call | A
788 | Birmingham Weathercall | A
789 | E7 accompanying Manchester W'call | A
790 | Manchester Weathercall | A
791 | E7 accompanying Anglesey W'call | A
792 | Anglesey Weathercall | A
793 | 8.5 hour WM | A
794 | 8.5 hour WM Heating | A
801 | Unrestricted | A
802 | Two rate with 8 hours night | A
803 | Dynamic | A/R
804 | Two rate with 8 hours night | A
805 | Dynamic | A/R
806 | Two rate with 8 hours night | A
807 | Dynamic | A/R
808 | Two rate with 8 hours night | A
809 | Dynamic | A/R
810 | Two rate with 8 hours night | A
811 | Dynamic | A/R
812 | Two rate with 8 hours night | A
813 | Dynamic | A/R
814 | Two rate with 8 hours night | A
815 | Dynamic | A/R
816 | Two rate with 8 hours night | A
817 | Dynamic | A/R
818 | Two rate with 8 hours night | A
819 | Dynamic | A/R
820 | Two rate with 8 hours night | A
821 | Dynamic | A/R
822 | Two rate with 8 hours night | A
823 | Dynamic | A/R
824 | Two rate with 8 hours night | A
825 | Dynamic | A/R
826 | Two rate with 8 hours night | A
827 | Dynamic | A/R
828 | Two rate with 8 hours night | A
829 | Dynamic | A/R
830 | Two rate with 8 hours night | A
831 | Dynamic | A/R
832 | Two rate with 8 hours night | A
833 | Dynamic | A/R
834 | Two rate with 8 hours night | A
835 | Dynamic | A/R
836 | Two rate with 8 hours night | A
837 | Dynamic | A/R
838 | Two rate with 8 hours night | A
839 | Dynamic | A/R
840 | Two rate with 8 hours night | A
841 | Dynamic | A/R
842 | Two rate with 8 hours night | A
843 | Dynamic | A/R
844 | Two rate with 8 hours night | A
845 | Dynamic | A/R
846 | Two rate with 8 hours night | A
847 | Dynamic | A/R
848 | Two rate with 8 hours night | A
849 | Dynamic | A/R
850 | Dynamic | A/R
851 | Dynamic | A/R
852 | Two rate with 8 hours night | A
853 | Two rate with 8 hours night | A
854 | Two rate with 8 hours night | A
855 | Two rate with 8 hours night | A
856 | Two rate with 8 hours night | A
857 | Two rate with 8 hours night | A
858 | Two rate with 8 hours night | A
859 | Two rate with 8 hours night | A
860 | Two rate with 8 hours night | A
861 | Two rate with 8 hours night | A
862 | Two rate with 8 hours night | A
863 | Two rate with 8 hours night | A
864 | Two rate with 8 hours night | A
865 | Two rate with 8 hours night | A
866 | Dynamic | A/R
867 | Two rate with 8 hours night | A
868 | Dynamic | A/R
869 | Two rate with 8 hours night | A
870 | Dynamic | A/R
871 | Two rate with 8 hours night | A
872 | Dynamic | A/R
873 | Two rate with 8 hours night | A
874 | Dynamic | A/R
875 | Two rate with 8 hours night | A
876 | Dynamic | A/R
877 | Two rate with 8 hours night | A
878 | Dynamic | A/R
879 | Two rate with 8 hours night | A
880 | Dynamic | A/R
881 | Two rate with 8 hours night | A
882 | Dynamic | A/R
883 | Two rate with 8 hours night | A
884 | Dynamic | A/R
885 | Two rate with 8 hours night | A
886 | Dynamic | A/R
887 | Two rate with 8 hours night | A
888 | Dynamic | A/R
889 | Two rate with 8 hours night | A
890 | Dynamic | A/R
891 | Dynamic | A/R
892 | Dynamic | A/R
893 | Dynamic | A/R
894 | 8 Hours OP | A/R
895 | 8 Hours OP | A/R
896 | 8 Hours OP | A/R
897 | Dynamic | A/R
898 | Dynamic | A/R
899 | 11 Hours OP | A/R
900 | 11 Hours OP | A/R
901 | 11 Hours OP | A/R
902 | 11 Hours OP | A/R
903 | 11 Hours OP | A/R
904 | 8 Hours OP + Weekends | A/R
905 | 8 Hours OP + Weekends | A/R
906 | 8 Hours OP + Weekends | A/R
907 | 15 Hours OP + Weekends | A/R
908 | 15 Hours OP + Weekends | A/R
909 | 15 Hours OP + Weekends | A/R
910 | 15 Hours OP + Weekends | A/R
911 | 15 Hours OP + Weekends | A/R
912 | 15 Hours OP + Weekends | A/R
913 | 15 Hours OP + Weekends | A/R
914 | 15 Hours Nov - April/24 Hours May - Oct | A
915 | 8 Hours OP | A
916 | 8 Hours OP | A
917 | 8 Hours OP | A
918 | Evening/Weekend | A
919 | 2 rate | A
920 | 2 rate | A
922 | Unrestricted | A
923 | Unrestricted | A
924 | Unrestricted | A
925 | Unmetered Type A ("flat " profile) | U
926 | Unmetered B ("dusk-to-dawn") | U
927 | Unmetered D ("dawn-to-dusk") | U
928 | Unmetered C ("half-night & pre-dawn") | U
929 | 11 Hours OP | A/R
930 | 11 Hours OP | A/R
931 | 11 Hours OP | A/R
932 | Seasonal ToD | A
933 | Two rate with 8 hours night | A
934 | Dynamic | A/R
935 | Split 10 hr E10 | A
936 | Split 10 hr E10 | A
937 | Split 10 hr E10 | A
938 | Split 10 hr E10 | A
939 | Split 10 hr E10 | A
940 | NHH Export Hydro Profile Class | G
941 | NHH Export Wind Profile Class | G
942 | 7-hour E7 (Cornwall & def reinforcement) | A
943 | 7-hour E7 | A
944 | 7-hour E7 | A
945 | 7-hour E7 | A
946 | 7-hour E7 | A
947 | Smart Meter 3 Rate Time of Day | A
948 | 10 hour Evening/Weekend | A
949 | General Purpose 2 Rate (paired wth 0950) | A
950 | E10 Heating Single Rate (prd wth 0949) | A/R
951 | E9 Heating | A/R
952 | General Purpose 2 Rate (paired wth 0951) | A
953 | Two rate with 20 hours night | A
954 | Three Rate Peak Day Other | A
955 | 4 rate weekday/2 rate weekend | A
956 | 4 Rate Weekday/2 rate Weekend (BST) | A
957 | Unrestricted with Weekday Peak | A
958 | Unrestricted with Peak | A
959 | Economy 7 with Weekday Peak | A
960 | Economy 7 with Peak | A
961 | Evening Weekend and Weekday Peak (smart) | A
962 | Evening Weekend with Peak | A
963 | Evening Weekend Night and Peak | A
964 | Evening Weekend with Night (BST) | A
965 | 3 Rate with Weekday Peak | A
966 | 8-hour OP | A/R
967 | Superdeal Day/Night | A
968 | Superdeal Day/Night | A
969 | 3 Rate with Weekday Peak | A
970 | split 7-hour E7 | A
971 | Smart meter trial - time of use 3 rate | A
972 | 2 Rate Saturday Off Peak | A
973 | Flexiheat Day/Evening/Weekend | A
974 | Flexiheat heating | A
975 | Saturday Off Peak (9-5) | A
976 | Sunday Off Peak (9-5) | A
978 | 7-hour OP | A/R
979 | Non-Standard OP (8+3 hour) | A/R
980 | General Purpose 2 Rate (paired with 0980 | A
981 | E10 Heating Single Rate (prd with 0981) | A/R
982 | Evening Saver | A
983 | Comfort Booster | A
984 | Saturday Off Peak (24 Hrs) | A
985 | Sunday Off Peak (24 Hrs) | A
989 | Redring Boiler (general purpose) | A
990 | Redring Boiler (heating circuit) | A/R
991 | 8-hour OP | A/R
996 | Lifestyle Tariff | A
997 | Evening/Weekend - BST | A
Notes:
There are a few governing rules that should be applied:
Specific notes for application of or tariffss:
  All tariffs are all delinked and set time bands are applied in place of the TPR’s timebands.
The following rules apply when allocating tariffs in DNO areas.
  1, G and U should be applied straight to the appropriate SSC to identify generation and UMS tariffs.
  Then considering the SSC alongside the PC.
  2, PC1s should be labelled Domestic Aggregated.
  3, PC2s with SSCs with A/R should be labelled Domestic Aggregated (related MPAN).
  4, Remaining PC2s should be labelled Domestic Aggregated.
  5, PC3s should be labelled Non Domestic Aggregated.
  6, PC4s with SSCs with A/R should be labelled Non Domestic Aggregated (related MPAN).
  7, Remaining PC4s should be labelled Non Domestic Aggregated.
  8, PC5 – 8s should be labelled Non Domestic Aggregated.
Common decode:
  A: Aggregated - replaces the Day & Night rates (1 & 2)
  A/R: Aggregated if on PC1 / PC3 / PC5 / PC6 / PC7 / PC8 or Aggregated (related MPAN) if on PC2 / PC4
  G: Generation
  U: Unmetered Supplies

## Residual Charging Bands
Back to Overview
Scottish Hydro Electric Power Distribution plc - Effective from 2027/28 - Final Residual Charging Bands
Voltage of Connection | Band | Units | Lower Threshold* | Upper Threshold* | Residual Charge per MPAN (£)
Domestic Aggregated | Single band | - | - | - | -9.4571
Designated Properties connected at LV, billing with no MIC | 1 | kWh | 0 | 3986 | -3.8679
| 2 | kWh | 3986 | 13677 | -19.924
| 3 | kWh | 13677 | 27543 | -45.3198
| 4 | kWh | 27543 | ∞ | -138.2673
Designated Properties connected at LV, billing with MIC | 1 | kVA | 0 | 90 | -224.6348
| 2 | kVA | 90 | 150 | -398.0411
| 3 | kVA | 150 | 250 | -639.7832
| 4 | kVA | 250 | ∞ | -1576.1583
Designated Properties connected at HV | 1 | kVA | 0 | 500 | -962.8412
| 2 | kVA | 500 | 1100 | -3861.1064
| 3 | kVA | 1100 | 2000 | -7518.3779
| 4 | kVA | 2000 | ∞ | -13913.1384
Designated EHV Properties | 1 | kVA | 0 | 3500 | 1657.8004
| 2 | kVA | 3500 | 11000 | 14938.3594
| 3 | kVA | 11000 | 20000 | 30652.6676
| 4 | kVA | 20000 | ∞ | 35532.7239
* All boundaries are inclusive of the upper threshold and exclusive of the lower threshold i.e. Lower < x ≤ Upper.

## TNUoS Mapping
Back to Overview
2027/28 - Effective from 1 April 2027 - TNUoS Mapping
DUoS Tariff name | TNUoS Site Charging Band
Domestic Aggregated or CT with Residual | Domestic
Domestic Aggregated (Related MPAN) | n/a (Non-Final Demand Site)
Non-Domestic Aggregated or CT No Residual | n/a (Non-Final Demand Site)
Non-Domestic Aggregated or CT Band 1 | LV_NoMIC_1
Non-Domestic Aggregated or CT Band 2 | LV_NoMIC_2
Non-Domestic Aggregated or CT Band 3 | LV_NoMIC_3
Non-Domestic Aggregated or CT Band 4 | LV_NoMIC_4
Non-Domestic Aggregated (related MPAN) | n/a (Non-Final Demand Site)
LV Site Specific No Residual | n/a (Non-Final Demand Site)
LV Site Specific Band 1 | LV1
LV Site Specific Band 2 | LV2
LV Site Specific Band 3 | LV3
LV Site Specific Band 4 | LV4
LV Sub Site Specific No Residual | n/a (Non-Final Demand Site)
LV Sub Site Specific Band 1 | LV1
LV Sub Site Specific Band 2 | LV2
LV Sub Site Specific Band 3 | LV3
LV Sub Site Specific Band 4 | LV4
HV Site Specific No Residual | n/a (Non-Final Demand Site)
HV Site Specific Band 1 | HV1
HV Site Specific Band 2 | HV2
HV Site Specific Band 3 | HV3
HV Site Specific Band 4 | HV4
Unmetered Supplies | n/a (p/kWh charge)
LV Generation Aggregated | n/a (Non-Final Demand Site)
LV Sub Generation Aggregated | n/a (Non-Final Demand Site)
LV Generation Site Specific | n/a (Non-Final Demand Site)
LV Generation Site Specific no RP charge | n/a (Non-Final Demand Site)
LV Sub Generation Site Specific | n/a (Non-Final Demand Site)
LV Sub Generation Site Specific no RP charge | n/a (Non-Final Demand Site)
HV Generation Site Specific | n/a (Non-Final Demand Site)
HV Generation Site Specific no RP charge | n/a (Non-Final Demand Site)
Designated EHV Site Specific No Residual | n/a (Non-Final Demand Site)
Designated EHV Site Specific Band 1 | EHV1
Designated EHV Site Specific Band 2 | EHV2
Designated EHV Site Specific Band 3 | EHV3
Designated EHV Site Specific Band 4 | EHV4

## Charge Calculator
Back to Overview
Scottish Hydro Electric Power Distribution plc - Effective from 1 April 2027 - Final | [17 empty] | Red/black unit charge p/kWh | Amber/yellow unit charge p/kWh | Green unit charge p/kWh | Fixed charge p/MPAN/day | Capacity charge p/kVA/day | Exceeded capacity charge p/kVA/day | Reactive power charge p/kVArh
[17 empty] | Domestic Aggregated | Red unit charge p/kWh | Amber unit charge p/kWh | Green unit charge p/kWh | Fixed charge p/MPAN/day | n/a | n/a | n/a
LV and HV designated properties and Unmetered Supplies tariff calculator | [7 empty] | EHV designated property calculator | [8 empty] | Domestic Aggregated (related MPAN) | Red unit charge p/kWh | Amber unit charge p/kWh | Green unit charge p/kWh | n/a | n/a | n/a | n/a
Step 1, Choose your tariff using the drop down list in cell B10 | [7 empty] | Step 1, Choose your tariff using the drop down list in cell L10 | [8 empty] | Non-Domestic Aggregated | Red unit charge p/kWh | Amber unit charge p/kWh | Green unit charge p/kWh | Fixed charge p/MPAN/day | n/a | n/a | n/a
Step 2, After selecting a tariff in step 1, Cells C12-I12 will generate headings, please enter your consumption in cells C13:I13 underneath each heading generated (if no heading leave cell blank) | [7 empty] | Step 2, After selecting a tariff in step 1, Cells M12-T12 will generate headings, please enter your consumption in cells M13:T13 underneath each heading generated (if no heading leave cell blank) | [8 empty] | Non-Domestic Aggregated (related MPAN) | Red unit charge p/kWh | Amber unit charge p/kWh | Green unit charge p/kWh | n/a | n/a | n/a | n/a
Step 3, Enter a forecast of consumption if required in cells C14:I14 | [7 empty] | Step 3, Enter a forecast of consumption if required in cells M14:T14 | [8 empty] | LV Site Specific | Red unit charge p/kWh | Amber unit charge p/kWh | Green unit charge p/kWh | Fixed charge p/MPAN/day | Capacity charge p/kVA/day | Exceeded Capacity charge p/kVA/day | Reactive power charge p/kVArh
[17 empty] | LV Sub Site Specific | Red unit charge p/kWh | Amber unit charge p/kWh | Green unit charge p/kWh | Fixed charge p/MPAN/day | Capacity charge p/kVA/day | Exceeded Capacity charge p/kVA/day | Reactive power charge p/kVArh
Tariff details Choose tariff name from drop down box below | Red unit charge p/kWh | Amber unit charge p/kWh | Green unit charge p/kWh | Fixed charge p/MPAN/day | Capacity charge p/kVA/day | Exceeded Capacity charge p/kVA/day | Reactive power charge p/kVArh | Site details Choose the site name from the drop down box below | Import Super Red unit charge (p/kWh) | Import fixed charge (p/day) | Import capacity charge (p/kVA/day) | Import exceeded capacity charge (p/kVA/day) | Export Super Red unit charge (p/kWh) | Export fixed charge (p/day) | Export capacity charge (p/kVA/day) | Export exceeded capacity charge (p/kVA/day) | HV Site Specific | Red unit charge p/kWh | Amber unit charge p/kWh | Green unit charge p/kWh | Fixed charge p/MPAN/day | Capacity charge p/kVA/day | Exceeded Capacity charge p/kVA/day | Reactive power charge p/kVArh
LV Site Specific | [8 empty] | 4661.52 | 3.82 | 3.82 | 0 | 0 | 0 | 0 | 0 | Unmetered Supplies | Black unit charge p/kWh | Yellow unit charge p/kWh | Green unit charge p/kWh | n/a | n/a | n/a | n/a
[17 empty] | LV Generation Aggregated | Red unit charge p/kWh | Amber unit charge p/kWh | Green unit charge p/kWh | Fixed charge p/MPAN/day | n/a | n/a | n/a
Tariff components | Red unit charge p/kWh | Amber unit charge p/kWh | Green unit charge p/kWh | Number of days in consumption period i.e. 365 if one year | Maximum import or export capacity kVA | Average daily exceeded capacity kVA | Excess reactive units kVArh | Tariff components | Import super red kWh | Number of days in consumption period i.e. 365 if one year | Maximum import capacity kVA | Average daily exceeded capacity kVA | Export Super Red kWh | Number of days in consumption period i.e. 365 if one year | Maximum export capacity kVA | Average daily exceeded capacity kVA | LV Sub Generation Aggregated | Red unit charge p/kWh | Amber unit charge p/kWh | Green unit charge p/kWh | Fixed charge p/MPAN/day | n/a | n/a | n/a
Enter current consumption details | [7 empty] | Enter current consumption details | [5 empty] | 0 |  |  | LV Generation Site Specific | Red unit charge p/kWh | Amber unit charge p/kWh | Green unit charge p/kWh | Fixed charge p/MPAN/day | n/a | n/a | Reactive power charge p/kVArh
Enter forecast consumption details (if different) | 0 | 0 | 0 | 0 | 0 | 0 | 0 | Enter forecast consumption details (if different) | 0 | 0 | 0 | 0 | 0 | 0 | 0 | 0 | LV Generation Site Specific no RP charge | Red unit charge p/kWh | Amber unit charge p/kWh | Green unit charge p/kWh | Fixed charge p/MPAN/day | n/a | n/a | n/a
[17 empty] | LV Sub Generation Site Specific | Red unit charge p/kWh | Amber unit charge p/kWh | Green unit charge p/kWh | Fixed charge p/MPAN/day | n/a | n/a | Reactive power charge p/kVArh
Charge components | Unit 1 £ | Unit 2 £ | Unit 3 £ | Fixed charge £ | Capacity charge £ | Exceeded capacity charge £ | Reactive power charge £ | Charge components | Import super red charge £ | Import fixed charge £ | Import capacity charge £ | Import exceeded capacity charge £ | Export super red charge £ | Export fixed charge £ | Export capacity charge £ | Export exceeded capacity charge £ | LV Sub Generation Site Specific no RP charge | Red unit charge p/kWh | Amber unit charge p/kWh | Green unit charge p/kWh | Fixed charge p/MPAN/day | n/a | n/a | n/a
Current consumption period charges | [7 empty] | Current consumption period charges | 0 | 0 | 0 | 0 | 0 | 0 | 0 | 0 | HV Generation Site Specific | Red unit charge p/kWh | Amber unit charge p/kWh | Green unit charge p/kWh | Fixed charge p/MPAN/day | n/a | n/a | Reactive power charge p/kVArh
Forecast consumption period charges | [7 empty] | Forecast consumption period charges | 0 | 0 | 0 | 0 | 0 | 0 | 0 | 0 | HV Generation Site Specific no RP charge | Red unit charge p/kWh | Amber unit charge p/kWh | Green unit charge p/kWh | Fixed charge p/MPAN/day | n/a | n/a | n/a
| Total charge £ | [7 empty] | Import total charge £ | Export total charge £
Current consumption period charges | 0 | [6 empty] | Current consumption period charges | 0 | 0
Forecast consumption period charges | 0 | [6 empty] | Forecast consumption period charges | 0 | 0
These charges are estimates based on tariff selected and consumption values entered. | [7 empty] | These charges are estimates based on site selected and consumption values entered.
Note:
For the purpose of forecasting the exceeded capacity charge, the input in this calculator uses the average daily exceeded capacity as this reduces the calculators complexity, however as per the Use of System Charging Statement, the exceeded portion of the capacity will be charged at the exceeded capacity charge p/kVA/day rate, based on the difference between the MIC/MEC and the actual capacity used. This will be charged for the full duration of the month in which the breach occurs.”