## 1. Selecting Charge Code
Selecting Charge Codes
REF-NET-COM-008 V 1.01
Step 1 | Step 2 | Step 3 |  |  | Step 4 | Step 5 |  | Step 6
Please identify the wattage of the equipment using the 'Search' facility within the filter drop down. | Select company name: Please note older pieces of equipment may be listed under 'Generic' as more than one manufacturer may have been allocated the charge code | Please use the Unit Description and Manufacturers Designation drop down filters to reduce your selection. |  |  | Does the equipment operate on single stage dimming including traffic equipment. Please use filter in header. | Charge Code options remaining based on previous slections made. |  | Ranges of Switch Regimes that can be associated with charge code. Please click on blank field box to display the filter and drop down menu. Once established please click on 'Selecting Switch Regime' tab at the bottom of this spreadsheet to select the three digit code from the table displayed.
Nominal Watts | Company | Unit Description 1 | Unit Description 2 | Manufacturer's Designation | Single Stage Dimming / Dimmed Traffic Signals | New Charge Code | Circuit Watts | Switch Regime Ranges
24 | Generic | Traffic Light Regulatory Sign | Tungsten | None | Non Dimmed | 100240000100 | 24
25 | Generic | General lighting service filament | GLS GLD | None | Non Dimmed | 100250000100 | 25
40 | Generic | General lighting service filament | GLS GLD | None | Non Dimmed | 100400000100 | 40
60 | Generic | General lighting service filament | GLS GLD | None | Non Dimmed | 100600000100 | 60
75 | Generic | General lighting service filament | GLS GLD PAR | None | Non Dimmed | 100750000100 | 75
80 | Generic | General lighting service filament | GLS GLD PAR | None | Non Dimmed | 100800000100 | 80
100 | Generic | General lighting service filament | GLS GLD | None | Non Dimmed | 101000000100 | 100
120 | Generic | General lighting service filament | GLS GLD PAR | None | Non Dimmed | 101200000100 | 120
150 | Generic | General lighting service filament | GLS GLD | None | Non Dimmed | 101500000100 | 150
200 | Generic | General lighting service filament | GLS GLD | None | Non Dimmed | 102000000100 | 200
300 | Generic | General lighting service filament | GLS GLD | None | Non Dimmed | 103000000100 | 300
500 | Generic | General lighting service filament | GLS GLD | None | Non Dimmed | 105000000100 | 500
50 | Generic | Tungsten Halogen | TH | None | Non Dimmed | 300500000100 | 50
100 | Generic | Tungsten Halogen | TH | None | Non Dimmed | 301000000100 | 100
150 | Generic | Tungsten Halogen | TH | None | Non Dimmed | 301500000100 | 150
200 | Generic | Tungsten Halogen | TH | None | Non Dimmed | 302000000100 | 200
300 | Generic | Tungsten Halogen | TH | None | Non Dimmed | 303000000100 | 300
500 | Generic | Tungsten Halogen | TH | None | Non Dimmed | 305000000100 | 500
1000 | Generic | Tungsten Halogen | TH | None | Non Dimmed | 310000000100 | 1000
1500 | Generic | Tungsten Halogen | TH | None | Non Dimmed | 315000000100 | 1500
18 | Generic | Low Pressure Sodium | SOX SOXPLUS | Standard | Non Dimmed | 1100181000100 | 30
35 | Generic | Low Pressure Sodium | SOX SOXPLUS | Standard | Non Dimmed | 1100351000100 | 65
35 | Generic | Low Pressure Sodium | SOX SOXPLUS | Low Loss | Non Dimmed | 1100352000100 | 58
35 | Generic | Low Pressure Sodium | SOX | High Frequency Electronic | Non Dimmed | 1100353000100 | 39
35 | Vision Illumination | Low Pressure Sodium | SOX HF Ballast | 35W High Frequency Sox LPS HF Ballasts | Non Dimmed | 1100353001100 | 31
55 | Generic | Low Pressure Sodium | SOX SOXPLUS | Standard | Non Dimmed | 1100551000100 | 77
55 | Generic | Low Pressure Sodium | SOX SOXPLUS | Low Loss | Non Dimmed | 1100552000100 | 74
55 | Generic | Low Pressure Sodium | SOX | High Frequency Electronic | Non Dimmed | 1100553000100 | 59
55 | Vision Illumination | Low Pressure Sodium | SOX HF Ballast | 55W High Frequency Sox LPS HF Ballasts | Non Dimmed | 1100553001100 | 55
55 | Vision Illumination | Low Pressure Sodium |  | SX55D-IP20 | Non Dimmed | 1100553002100 | 57
90 | Generic | Low Pressure Sodium | SOX SOXPLUS | Standard | Non Dimmed | 1100901000100 | 130
90 | Generic | Low Pressure Sodium | SOX SOXPLUS | Low Loss | Non Dimmed | 1100902000100 | 122
90 | Vision Illumination | Low Pressure Sodium | SOX HF Ballast | 90W High Frequency Sox LPS HF Ballasts | Non Dimmed | 1100903000100 | 72
135 | Generic | Low Pressure Sodium | SOX SOXPLUS | Standard | Non Dimmed | 1101351000100 | 190
135 | Generic | Low Pressure Sodium | SOX SOXPLUS | Low Loss | Non Dimmed | 1101352000100 | 178
180 | Generic | Low Pressure Sodium | SOX SOXPLUS | Standard | Non Dimmed | 1101801000100 | 246
180 | Generic | Low Pressure Sodium | SOX SOXPLUS | Low Loss | Non Dimmed | 1101802000100 | 223
18 | Generic | Low Pressure Sodium (Economy) | SOX/E | Optimum | Non Dimmed | 1200184000100 | 30
26 | Generic | Low Pressure Sodium (Economy) | SOX/E | Standard | Non Dimmed | 1200261000100 | 59
26 | Generic | Low Pressure Sodium (Economy) | SOX/E | Low Loss | Non Dimmed | 1200262000100 | 41
26 | Generic | Low Pressure Sodium (Economy) | SOX/E | Optimum | Non Dimmed | 1200264000100 | 33
36 | Generic | Low Pressure Sodium (Economy) | SOX/E | Standard | Non Dimmed | 1200361000100 | 70
36 | Generic | Low Pressure Sodium (Economy) | SOX/E | Low Loss | Non Dimmed | 1200362000100 | 54
36 | Generic | Low Pressure Sodium (Economy) | SOX/E | High Frequency Electronic | Non Dimmed | 1200363000100 | 41
36 | Generic | Low Pressure Sodium (Economy) | SOX/E | Optimum | Non Dimmed | 1200364000100 | 48
66 | Generic | Low Pressure Sodium (Economy) | SOX/E | Standard | Non Dimmed | 1200661000100 | 115
66 | Generic | Low Pressure Sodium (Economy) | SOX/E | Low Loss | Non Dimmed | 1200662000100 | 94
66 | Generic | Low Pressure Sodium (Economy) | SOX/E | High Frequency Electronic | Non Dimmed | 1200663000100 | 79
66 | Generic | Low Pressure Sodium (Economy) | SOX/E | Optimum | Non Dimmed | 1200664000100 | 92
91 | Generic | Low Pressure Sodium (Economy) | SOX/E | Standard | Non Dimmed | 1200911000100 | 134
91 | Generic | Low Pressure Sodium (Economy) | SOX/E | Low Loss | Non Dimmed | 1200912000100 | 127
91 | Generic | Low Pressure Sodium (Economy) | SOX/E | Optimum | Non Dimmed | 1200914000100 | 104
131 | Generic | Low Pressure Sodium (Economy) | SOX/E | Standard | Non Dimmed | 1201311000100 | 181
131 | Generic | Low Pressure Sodium (Economy) | SOX/E | Low Loss | Non Dimmed | 1201312000100 | 179
131 | Generic | Low Pressure Sodium (Economy) | SOX/E | Optimum | Non Dimmed | 1201314000100 | 154
135 | Vision Illumination | Low Pressure Sodium (Economy) | SOX HF Ballast | 135W - PAA135022HFSX | Non Dimmed | 1201353000100 | 130
180 | Vision Illumination | Low Pressure Sodium (Economy) | SOX HF Ballast | 180W - PAA180022HFSX | Non Dimmed | 1201803000100 | 197
35 | Generic | Master White SON | SDW-T | Low Loss | Non Dimmed | 1400352000100 | 35
50 | Generic | High Pressure Sodium | SON | Standard | Non Dimmed | 1400501000100 | 69
50 | Generic | Master White SON | SDW-T | Low Loss | Non Dimmed | 1400502000100 | 50
50 | Gewiss UK | High Pressure Sodium |  | Avenue GW87003/87053/87303/87353 | Non Dimmed | 1400502001100 | 78
50 | Harvard Engineering | High Pressure Sodium | SON | LMIDD50-240 HID electronic dimming ballast | Non Dimmed | 1400503000100 | 57
50 | Philips Lighting | High Pressure Sodium | Dali Extreme dimming EB 50%, 40% AND 20% light output | HID-DV DALI Xt 50 SON R1.5 (Dimmed 61%Circuit Watts) | Single Stage Dimming | 1400503001061 | 57
50 | Philips Lighting | High Pressure Sodium | Dali Extreme dimming EB 60% light output | HID-DV DALI Xt 50 SON R1.5 (Dimmed 68% Circuit Watts) | Single Stage Dimming | 1400503001068 | 57
50 | Philips Lighting | High Pressure Sodium | Dali Extreme dimming EB 66% light output | HID-DV DALI Xt 50 SON R1.5 (Dimmed 74% Circuit Watts) | Single Stage Dimming | 1400503001074 | 57
50 | Philips Lighting | High Pressure Sodium | Dali Extreme dimming EB 75% light output | HID-DV DALI Xt 50 SON R1.5 (Dimmed 81%of full circuit Watts) | Single Stage Dimming | 1400503001081 | 57
50 | Philips Lighting | High Pressure Sodium | Dali Extreme dimming EB 85% light output | HID-DV DALI Xt 50 SON R1.5 (Dimmed 88% of Circuit Watts) | Single Stage Dimming | 1400503001088 | 57
50 | Philips Lighting | High Pressure Sodium | Dali Extreme dimming EB 100% light output | HID-DV DALI Xt 50 SON R1.5 (Full Circuit Watts) | Non Dimmed | 1400503001100 | 57
50 | Tridonic Atco UK Ltd | High Pressure Sodium |  | PCS 50 Outdoor FOX B011 | Non Dimmed | 1400503002100 | 60
50 | Harvard Engineering | High Pressure Sodium |  | HPIDD50-240-B-CC-SN11-75-WM (70% Dimmed Circuit Watts) | Single Stage Dimming | 1400503003070 | 54
50 | Harvard Engineering | High Pressure Sodium |  | HPIDD50-240-B-CC-SN11-75-WM (85% Dimmed Circuit Watts) | Single Stage Dimming | 1400503003085 | 54
50 | Harvard Engineering | High Pressure Sodium |  | HPIDD50-240-B-CC-SN11-75-WM | Non Dimmed | 1400503003100 | 54
50 | Vision Illumination | High Pressure Sodium |  | VIS-FL-HIDCTL-50-24IP20 | Non Dimmed | 1400503004100 | 50
50 | Zodion | High Pressure Sodium | SON | Zodion ZEBA 50 | Non Dimmed | 1400505000100 | 56
50 | SELC Ireland | High Pressure Sodium | SON | SELC 2000 50w HID Smart Ballast | Non Dimmed | 1400505001100 | 57
50 | SELC Ireland | High Pressure Sodium | SON | SELC 4000 ECONO 50 Watt Part Night Ballast (Dimmed 75% Circuit Watts) | Single Stage Dimming | 1400505002075 | 55
50 | SELC Ireland | High Pressure Sodium | SON | SELC 4000 ECONO 50 Watt Part Night Ballast (Dimmed 84% Circuit Watts) | Single Stage Dimming | 1400505002084 | 55
50 | SELC Ireland | High Pressure Sodium | SON | SELC 4000 ECONO 50 Watt Part Night Ballast (Dimmed 91% Circuit Watts) | Single Stage Dimming | 1400505002091 | 55
50 | SELC Ireland | High Pressure Sodium | SON | SELC 4000 ECONO 50 Watt Ballast | Non Dimmed | 1400505002100 | 55
50 | SELC Ireland | High Pressure Sodium | SON | SELC 4000 ECONO 50 Watt Ballast (Reduced Operation - 91% Circuit Watts) | Non Dimmed | 1400505003100 | 50
50 | SELC Ireland | High Pressure Sodium | SON | SELC 4000 ECONO 50 Watt Ballast (Reduced Operation - 84% Circuit Watts) | Non Dimmed | 1400505004100 | 46
50 | SELC Ireland | High Pressure Sodium | SON | SELC 4000 ECONO 50 Watt Ballast (Reduced Operation - 75% Circuit Watts) | Non Dimmed | 1400505005100 | 41
50 | Metrolight | High Pressure Sodium | SON | Smart HID 50W - (Dimmed 61% Circuit Watts) | Single Stage Dimming | 1400505031061 | 56
50 | Metrolight | High Pressure Sodium | SON | Smart HID 50W - (Dimmed 68% Circuit Watts) | Single Stage Dimming | 1400505031068 | 56
50 | Metrolight | High Pressure Sodium | SON | Smart HID 50W - (Dimmed 80% Circuit Watts) | Single Stage Dimming | 1400505031080 | 56
50 | Metrolight | High Pressure Sodium | SON | Smart HID 50W - (Dimmed 89% Circuit Watts) | Single Stage Dimming | 1400505031089 | 56
50 | Metrolight | High Pressure Sodium | SON | Smart HID 50W | Non Dimmed | 1400505031100 | 56
50 | Micatron | High Pressure Sodium | SON | Model No. SON-50 - (Dimmed 51% Circuit Watts) | Single Stage Dimming | 1400505040051 | 55
50 | Micatron | High Pressure Sodium | SON | Model No. SON-50 | Non Dimmed | 1400505040100 | 53
50 | Philips Lighting | High Pressure Sodium | MLSD-Approved | HID-DV DALI Xt 50 SON R1.5 (Full Circuit Watts) | Non Dimmed | 1400506000100 | 57
70 | Generic | High Pressure Sodium | SON | Standard | Non Dimmed | 1400701000100 | 90
70 | Generic | High Pressure Sodium | SON SDW-T | Low Loss | Non Dimmed | 1400702000100 | 90
70 | Micatron | High Pressure Sodium | SON | Magnetic 70W Dual Tapped Ballast - (Dimmed 70% Circuit Watts) with a Micatron Part Night H.I.D. Power Switch (Ref: MCT/HID/PND/SW) | Single Stage Dimming | 1400702001070 | 89
70 | Eden Lighting | High Pressure Sodium |  | 70W Rated Sodium (Various Models) | Non Dimmed | 1400702002100 | 93
70 | Gewiss UK | High Pressure Sodium |  | Avenue GW87004/87054/87304/87354 | Non Dimmed | 1400702003100 | 98
70 | Generic | High Pressure Sodium | SON | High Frequency Electronic | Non Dimmed | 1400703000100 | 79
70 | Sogexi | Electronic Ballast | HPS LAMP | e-Pak 70W (dimmed at 53% circuit Watts) | Single Stage Dimming | 1400703001053 | 75
70 | Sogexi | Electronic Ballast | HPS LAMP | e-Pak 70W (dimmed at 73% circuit Watts) | Single Stage Dimming | 1400703001073 | 75
70 | Sogexi | Electronic Ballast | HPS LAMP | e-Pak 70W (Full Power) | Non Dimmed | 1400703001100 | 75
70 | Philips Lighting | High Pressure Sodium | SON | HID DV Xt 70 SON 60% Light Level (Dimmed to 86% of 82% Reduced Operation Circuit Watts) | Single Stage Dimming | 1400703002086 | 63
70 | Philips Lighting | High Pressure Sodium | SON | HID DV Xt 70 SON 75% Light Level (Reduced Operation 82% Circuit Watts) | Non Dimmed | 1400703002100 | 63
70 | Vision Illumination | High Pressure Sodium |  | VIS-FL-HIDCTL-70-24IP20 | Non Dimmed | 1400703003100 | 70
70 | SELC Ireland | High Pressure Sodium | SON | SELC 3000 70w Electronic Ballast (reduced operation 70% and dimmed to 73% of the reduced operation circuit Watts or 50% of the full potential circuit Watts). | Single Stage Dimming | 1400705000073 | 60
70 | Zodion | High Pressure Sodium | SON | Zodion ZEBA 70 | Non Dimmed | 1400705000100 | 80
70 | Harvard Engineering | High Pressure Sodium | SON | LMIDD 70W HID ballast | Non Dimmed | 1400705001100 | 82
70 | Metrolight | High Pressure Sodium | SON | JW-12-020 70W | Non Dimmed | 1400705002100 | 76
70 | Philips Lighting | High Pressure Sodium | SON | Philips HID-PV 070 SON/CDO | Non Dimmed | 1400705003100 | 79
70 | SELC Ireland | High Pressure Sodium | SON | SELC 4000 ECONO 70 Watt Part Night Ballast (Dimmed 72% Circuit Watts) | Single Stage Dimming | 1400705004072 | 78
70 | SELC Ireland | High Pressure Sodium | SON | SELC 4000 ECONO 70 Watt Part Night Ballast (Dimmed 81% Circuit Watts) | Single Stage Dimming | 1400705004081 | 78
70 | SELC Ireland | High Pressure Sodium | SON | SELC 4000 ECONO 70 Watt Part Night Ballast (Dimmed 88% Circuit Watts) | Single Stage Dimming | 1400705004088 | 78
70 | SELC Ireland | High Pressure Sodium | SON | HP Sodium - L/F Electronic Ballast (Dimmed 89% Circuit Watts) | Single Stage Dimming | 1400705004089 | 79
70 | SELC Ireland | High Pressure Sodium | SON | SELC 4000 ECONO 70 Watt Ballast | Non Dimmed | 1400705004100 | 78
70 | SELC Ireland | High Pressure Sodium | SON | SELC 4000 ECONO 70 Watt Ballast (Operating 88% Circuit Watts) | Non Dimmed | 1400705005100 | 69
70 | SELC Ireland | High Pressure Sodium | SON | SELC 4000 ECONO 70 Watt Ballast (Operating 81% Circuit Watts) | Non Dimmed | 1400705006100 | 63
70 | SELC Ireland | High Pressure Sodium | SON | SELC 4000 ECONO 70 Watt Ballast (Operating 72% Circuit Watts) | Non Dimmed | 1400705007100 | 56
70 | Tridonic Atco UK Ltd | High Pressure Sodium | SON | Dimmable PCS 70 Outdoor DIM B011 at 40% of the light output (Dimmed 52% Circuit Watts) | Single Stage Dimming | 1400705008052 | 83
70 | Tridonic Atco UK Ltd | High Pressure Sodium | SON | Dimmable PCS 70 Outdoor DIM B011at 60% of the light output (Dimmed 64% Circuit Watts) | Single Stage Dimming | 1400705008064 | 83
70 | Tridonic Atco UK Ltd | High Pressure Sodium | SON | Dimmable PCS 70 Outdoor DIM B011at 80% of the light output (Dimmed 80% Circuit Watts) | Single Stage Dimming | 1400705008080 | 83
70 | Tridonic Atco UK Ltd | High Pressure Sodium | SON | Dimmable PCS 70 Outdoor DIM B011 (Full Circuit Watts) | Non Dimmed | 1400705008100 | 83
70 | Tridonic Atco UK Ltd | High Pressure Sodium | SON | Non Dimmable PCS 70 Outdoor FOX B011 | Non Dimmed | 1400705009100 | 84
70 | Philips Lighting | High Pressure Sodium | SON | HID DV Xt 70 SON 20% Light Level (Dimmed 45% Circuit Watts) | Single Stage Dimming | 1400705010045 | 77
70 | Philips Lighting | High Pressure Sodium | SON | HID DV Xt 70 SON (51% Dimmed Circuit Watts) | Single Stage Dimming | 1400705010051 | 77
70 | Philips Lighting | High Pressure Sodium | SON | HID DV Xt 70 SON 40% Light Level (Dimmed 55% Circuit Watts) | Single Stage Dimming | 1400705010055 | 77
70 | Philips Lighting | High Pressure Sodium | SON | HID DV Xt 70 SON 50% Light Level (Dimmed 64% Circuit Watts) | Single Stage Dimming | 1400705010064 | 77
70 | Philips Lighting | High Pressure Sodium | SON | HID DV Xt 70 SON 60% Light Level (Dimmed 70% Circuit Watts) | Single Stage Dimming | 1400705010070 | 77
70 | Philips Lighting | High Pressure Sodium | SON | HID DV Xt 70 SON 66% Light Level (Dimmed 75% Circuit Watts) | Single Stage Dimming | 1400705010075 | 77
70 | Philips Lighting | High Pressure Sodium | SON | HID DV Xt 70 SON 75% Light Level (Dimmed 82% Circuit Watts) | Single Stage Dimming | 1400705010082 | 77
70 | Philips Lighting | High Pressure Sodium | SON | HID DV Xt 70 SON 85% Light Level (Dimmed 88% Circuit Watts) | Single Stage Dimming | 1400705010088 | 77
70 | Philips Lighting | High Pressure Sodium | SON | HID DV Xt 70 SON (Full Circuit Watts) | Non Dimmed | 1400705010100 | 77
70 | May Gurney / Select Innovations | High Pressure Sodium | SON | EnLight HID 35-100W Universal Ballast | Non Dimmed | 1400705011100 | 73
70 | SELC Ireland | High Pressure Sodium | SON | SELC 2000 70w Electronic Ballast | Non Dimmed | 1400705012100 | 79
70 | Metrolight | High Pressure Sodium | SON | Smart HID 70W - (Dimmed 59% Circuit Watts) | Single Stage Dimming | 1400705031059 | 79
70 | Metrolight | High Pressure Sodium | SON | Smart HID 70W - (Dimmed 72% Circuit Watts) | Single Stage Dimming | 1400705031072 | 79
70 | Metrolight | High Pressure Sodium | SON | Smart HID 70W - (Dimmed 86% Circuit Watts) | Single Stage Dimming | 1400705031086 | 79
70 | Metrolight | High Pressure Sodium | SON | Smart HID 70W - (Dimmed 90% Circuit Watts) | Single Stage Dimming | 1400705031090 | 79
70 | Metrolight | High Pressure Sodium | SON | Smart HID 70W | Non Dimmed | 1400705031100 | 79
70 | Micatron | High Pressure Sodium | SON | Model No. SON-70 (Dimmed 49% Circuit Watts) | Single Stage Dimming | 1400705040049 | 76
70 | Micatron | High Pressure Sodium | SON | Model No. SON-70 | Non Dimmed | 1400705040100 | 75
70 | iGuzzini Illuminazione (UK) Ltd | High Pressure Sodium | SON | W250 Ballast: V2 XR 4 - (Dimmed 59% Circuit Watts) | Single Stage Dimming | 1400705070059 | 82
70 | iGuzzini Illuminazione (UK) Ltd | High Pressure Sodium | SON | W250 Ballast: V2 XR 3 - (Dimmed 62% Circuit Watts) | Single Stage Dimming | 1400705070062 | 82
70 | iGuzzini Illuminazione (UK) Ltd | High Pressure Sodium | SON | W250 Ballast: V2 XR 2 - (Dimmed 68% Circuit Watts) | Single Stage Dimming | 1400705070068 | 82
70 | iGuzzini Illuminazione (UK) Ltd | High Pressure Sodium | SON | W250 Ballast: V2 XR 1 - (Dimmed 77% Circuit Watts) | Single Stage Dimming | 1400705070077 | 82
70 | Philips Lighting | High Pressure Sodium | MLSD-Approved | HID DV Xt 70 SON | Non Dimmed | 1400706010100 | 77
100 | Generic | High Pressure Sodium | SON | Standard | Non Dimmed | 1401001000100 | 123
100 | Generic | High Pressure Sodium | SON | Low Loss | Non Dimmed | 1401002000100 | 100
100 | Micatron | High Pressure Sodium | SON | Magnetic 70W-100W Dual Tapped Ballast - (Dimmed 73% Circuit Watts) | Single Stage Dimming | 1401002001073 | 115
100 | Eden Lighting | High Pressure Sodium |  | 100W Rated Sodium (Various Models) | Non Dimmed | 1401002002100 | 122
100 | Gewiss UK | High Pressure Sodium |  | Avenue GW87005/87055/87305/87355 | Non Dimmed | 1401002003100 | 122
100 | Sogexi | Electronic Ballast | HPS LAMP | e-Pak 100W (dimmed at 57% circuit watts) | Single Stage Dimming | 1401003000057 | 106
100 | Sogexi | Electronic Ballast | HPS LAMP | e-Pak 100W (dimmed at 75% circuit watts) | Single Stage Dimming | 1401003000075 | 106
100 | Sogexi | Electronic Ballast | HPS LAMP | e-Pak 100W (Full Power) | Non Dimmed | 1401003000100 | 106
100 | Philips Lighting | High Pressure Sodium | SON | HID DV Xt 100 SON 60% Light Level (Dimmed to 86% of 83% Reduced Operation Circuit Watts) | Single Stage Dimming | 1401003001086 | 87
100 | Philips Lighting | High Pressure Sodium | SON | HID DV Xt 100 SON 75% Light Level (Reduced Operation 83% Circuit Watts) | Non Dimmed | 1401003001100 | 87
100 | Vision Illumination | High Pressure Sodium |  | VIS-FL-HIDCTL-100-24IP20 | Non Dimmed | 1401003002100 | 97
100 | EnLight | High Pressure Sodium | SON | 35-100 Watt Entelli-Ballast (CMS/Light Sensor) | Non Dimmed | 1401003003100 | 104
100 | Harvard Engineering | High Pressure Sodium | SON | HPIDD 100W ballast | Non Dimmed | 1401005000100 | 109
100 | Metrolight | High Pressure Sodium | SON | JW-12-026 100W | Non Dimmed | 1401005001100 | 110
100 | Philips Lighting | High Pressure Sodium | SON | HID-PV 100/S SON/CDO | Non Dimmed | 1401005002100 | 113
100 | SELC Ireland | High Pressure Sodium | SON | SELC 2000 100w HID Smart Ballast | Non Dimmed | 1401005003100 | 117
100 | SELC Ireland | High Pressure Sodium | SON | SELC 4000 ECONO 100 Watt Ballast Dimmed 61% of Circuit Watts | Single Stage Dimming | 1401005004061 | 110
100 | SELC Ireland | High Pressure Sodium | SON | SELC 4000 ECONO 100 Watt Part Night Ballast (Dimmed 72% Circuit Watts) | Single Stage Dimming | 1401005004072 | 110
100 | SELC Ireland | High Pressure Sodium | SON | SELC 4000 ECONO 100 Watt Ballast Dimmed 78% of Circuit Watts | Single Stage Dimming | 1401005004078 | 110
100 | SELC Ireland | High Pressure Sodium | SON | SELC 4000 ECONO 100 Watt Part Night Ballast (Dimmed 81% Circuit Watts) | Single Stage Dimming | 1401005004081 | 110
100 | SELC Ireland | High Pressure Sodium | SON | SELC 4000 ECONO 100 Watt Part Night Ballast (Dimmed 89% Circuit Watts) | Single Stage Dimming | 1401005004089 | 110
100 | SELC Ireland | High Pressure Sodium | SON | SELC 4000 ECONO 100 Watt Ballast | Non Dimmed | 1401005004100 | 110
100 | SELC Ireland | High Pressure Sodium | SON | SELC 4000 ECONO 100 Watt Ballast (Operating 89% Circuit Watts) | Non Dimmed | 1401005005100 | 98
100 | SELC Ireland | High Pressure Sodium | SON | SELC 4000 ECONO 100 Watt Ballast (Reduced Operation - 81% Circuit Watts) | Non Dimmed | 1401005006100 | 89
100 | SELC Ireland | High Pressure Sodium | SON | SELC 4000 ECONO 100 Watt Ballast (Reduced Operation - 72% Circuit Watts) | Non Dimmed | 1401005007100 | 79
100 | Tridonic Atco UK Ltd | High Pressure Sodium | SON | Dimmable PCIS 100 Outdoor DIM B011 at 40% of the light output (Dimmed 52% Circuit Watts) | Single Stage Dimming | 1401005008052 | 112
100 | Tridonic Atco UK Ltd | High Pressure Sodium | SON | Dimmable PCIS 100 Outdoor DIM B011 at 60% of the light output (Dimmed 67% Circuit Watts) | Single Stage Dimming | 1401005008067 | 112
100 | Tridonic Atco UK Ltd | High Pressure Sodium | SON | Dimmable PCIS 100 Outdoor DIM B011 at 80% of the light output (Dimmed 81% Circuit Watts) | Single Stage Dimming | 1401005008081 | 112
100 | Tridonic Atco UK Ltd | High Pressure Sodium | SON | Dimmable PCIS 100 Outdoor DIM B011 (Full circuit Watts) | Non Dimmed | 1401005008100 | 112
100 | Tridonic Atco UK Ltd | High Pressure Sodium | SON | Non Dimmable PCIS 100 Outdoor FOX B011 | Non Dimmed | 1401005009100 | 108
100 | SELC Ireland | High Pressure Sodium | SON | SELC 4000 ECONO 100 Watt Ballast (Reduced Operation - 78% Circuit Watts -Dimmed 78% of reduced operation circuit watts or 61% of full circuit Watts) | Single Stage Dimming | 1401005010078 | 86
100 | SELC Ireland | High Pressure Sodium | SON | SELC 4000 ECONO 100 Watt Ballast (Reduced Operation - 78% Circuit Watts) | Non Dimmed | 1401005010100 | 86
100 | Philips Lighting | High Pressure Sodium | SON | HID DV Xt 100 SON 20% Light Level (Dimmed 39% Circuit Watts) | Single Stage Dimming | 1401005011039 | 105
100 | Philips Lighting | High Pressure Sodium | SON | HID DV Xt 100 SON (51% Dimmed Circuit Watts) | Single Stage Dimming | 1401005011051 | 105
100 | Philips Lighting | High Pressure Sodium | SON | HID DV Xt 100 SON 40% Light Level (Dimmed 55% Circuit Watts) | Single Stage Dimming | 1401005011055 | 105
100 | Philips Lighting | High Pressure Sodium | SON | HID DV Xt 100 SON 50% Light Level (Dimmed 65% Circuit Watts) | Single Stage Dimming | 1401005011065 | 105
100 | Philips Lighting | High Pressure Sodium | SON | HID DV Xt 100 SON 60% Light Level (Dimmed 71% Circuit Watts) | Single Stage Dimming | 1401005011071 | 105
100 | Philips Lighting | High Pressure Sodium | SON | HID DV Xt 100 SON (74% Dimmed Circuit Watts) | Single Stage Dimming | 1401005011074 | 105
100 | Philips Lighting | High Pressure Sodium | SON | HID DV Xt 100 SON 66% Light Level (Dimmed 77% Circuit Watts) | Single Stage Dimming | 1401005011077 | 105
100 | Philips Lighting | High Pressure Sodium | SON | HID DV Xt 100 SON 75% Light Level (Dimmed 83% Circuit Watts) | Single Stage Dimming | 1401005011083 | 105
100 | Philips Lighting | High Pressure Sodium | SON | HID DV Xt 100 SON 85% Light Level (Dimmed 90% Circuit Watts) | Single Stage Dimming | 1401005011090 | 105
100 | Philips Lighting | High Pressure Sodium | SON | HID DV Xt 100 SON (Full Circuit Watts) | Non Dimmed | 1401005011100 | 105
100 | Venture Lighting | High Pressure Sodium | SON | V100SSB255 V100SSC255 100W Ballast | Non Dimmed | 1401005012100 | 109
100 | Metrolight | High Pressure Sodium | SON | Smart HID 100W - (Dimmed 61% Circuit Watts) | Single Stage Dimming | 1401005031061 | 110
100 | Metrolight | High Pressure Sodium | SON | Smart HID 100W - (Dimmed 71% Circuit Watts) | Single Stage Dimming | 1401005031071 | 110
100 | Metrolight | High Pressure Sodium | SON | Smart HID 100W - (Dimmed 81% Circuit Watts) | Single Stage Dimming | 1401005031081 | 110
100 | Metrolight | High Pressure Sodium | SON | Smart HID 100W - (Dimmed 91% Circuit Watts) | Single Stage Dimming | 1401005031091 | 110
100 | Metrolight | High Pressure Sodium | SON | Smart HID 100W | Non Dimmed | 1401005031100 | 110
100 | Micatron | High Pressure Sodium | SON | Model No. SON-100 - (Dimmed 51% Circuit Watts) | Single Stage Dimming | 1401005040051 | 106
100 | Micatron | High Pressure Sodium | SON | Model No. SON-100 | Non Dimmed | 1401005040100 | 106
100 | iGuzzini Illuminazione (UK) Ltd | High Pressure Sodium | SON | W250 Ballast: V2 XR 4 - (Dimmed 56% Circuit Watts) | Single Stage Dimming | 1401005070056 | 105
100 | iGuzzini Illuminazione (UK) Ltd | High Pressure Sodium | SON | W250 Ballast: V2 XR 3 - (Dimmed 59% Circuit Watts) | Single Stage Dimming | 1401005070059 | 105
100 | iGuzzini Illuminazione (UK) Ltd | High Pressure Sodium | SON | W250 Ballast: V2 XR 2 - (Dimmed 67% Circuit Watts) | Single Stage Dimming | 1401005070067 | 105
100 | iGuzzini Illuminazione (UK) Ltd | High Pressure Sodium | SON | W250 Ballast: V2 XR 1 - (Dimmed 75% Circuit Watts) | Single Stage Dimming | 1401005070075 | 105
100 | Philips Lighting | High Pressure Sodium | MLSD-Approved | HID DV Xt 100 SON | Non Dimmed | 1401006011100 | 105
110 | Generic | High Pressure Sodium | SON | Standard | Non Dimmed | 1401101000100 | 136
150 | Generic | High Pressure Sodium | SON | Standard | Non Dimmed | 1401501000100 | 180
150 | Generic | High Pressure Sodium |  | Low Loss | Non Dimmed | 1401502000100 | 190
150 | Micatron | High Pressure Sodium | SON | Magnetic 150W Dual Tapped Ballast - (Dimmed 56% Circuit Watts) with a Micatron Part Night H.I.D. Power Switch (Ref: MCT/HID/PND/SW) | Single Stage Dimming | 1401502001056 | 185
150 | Eden Lighting | High Pressure Sodium |  | 150W Rated Sodium (Various Models) | Non Dimmed | 1401502002100 | 183
150 | Gewiss UK | High Pressure Sodium |  | Avenue GW87006/87056/87106/87156/87306/87356 | Non Dimmed | 1401502003100 | 186
150 | Sogexi | Electronic Ballast | HPS LAMP | e-Pak 150W (dimmed at 55% circuit watts) | Single Stage Dimming | 1401503000055 | 155
150 | Sogexi | Electronic Ballast | HPS LAMP | e-Pak 150W (dimmed at 74% circuit watts) | Single Stage Dimming | 1401503000074 | 155
150 | Sogexi | Electronic Ballast | HPS LAMP | e-Pak 150W (Full Power) | Non Dimmed | 1401503000100 | 155
150 | Philips Lighting | High Pressure Sodium | SON | HID DV Xt 150 SON 60% Light Level (Dimmed to 86% of 81% Reduced Operation Circuit Watts) | Single Stage Dimming | 1401503001086 | 128
150 | Philips Lighting | High Pressure Sodium | SON | HID DV Xt 150 SON 75% Light Level (Reduced Operation 81% Circuit Watts) | Non Dimmed | 1401503001100 | 128
150 | Vision Illumination | High Pressure Sodium |  | VIS-FL-HIDCTL-150-24IP20 | Non Dimmed | 1401503002100 | 147
150 | Harvard Engineering | High Pressure Sodium | SON | HPIDD 150W HID | Non Dimmed | 1401505000100 | 167
150 | Philips Lighting | High Pressure Sodium | SON | HID-PV 150 SON/CDO | Non Dimmed | 1401505001100 | 156
150 | SELC Ireland | High Pressure Sodium | SON | SELC 2000 150w Electronic Ballast | Non Dimmed | 1401505002100 | 166
150 | Tridonic Atco UK Ltd | High Pressure Sodium | SON | Dimmable PCIS 150 Outdoor DIM B011 at 40% of the light output (Dimmed 54% Circuit Watts) | Single Stage Dimming | 1401505003054 | 162
150 | Tridonic Atco UK Ltd | High Pressure Sodium | SON | Dimmable PCIS 150 Outdoor DIM B011 at 60% of the light output (Dimmed 68% Circuit Watts) | Single Stage Dimming | 1401505003068 | 162
150 | Tridonic Atco UK Ltd | High Pressure Sodium | SON | Dimmable PCIS 150 Outdoor DIM B011 at 80% of the light output (Dimmed 82% Circuit Watts) | Single Stage Dimming | 1401505003082 | 162
150 | Tridonic Atco UK Ltd | High Pressure Sodium | SON | Dimmable PCIS 150 Outdoor DIM B011 (Full circuit Watts) | Non Dimmed | 1401505003100 | 162
150 | Tridonic Atco UK Ltd | High Pressure Sodium | SON | Non Dimmable PCIS 150 Outdoor FOX B011 | Non Dimmed | 1401505004100 | 161
150 | Philips Lighting | High Pressure Sodium | SON | HID DV Xt 150 SON 20% Light Level (Dimmed 37% Circuit Watts) | Single Stage Dimming | 1401505005037 | 159
150 | Philips Lighting | High Pressure Sodium | SON | HID DV Xt 150 SON 40% Light Level (Dimmed 53% Circuit Watts) | Single Stage Dimming | 1401505005053 | 159
150 | Philips Lighting | High Pressure Sodium | SON | HID DV Xt 150 SON 50% Light Level (Dimmed 62% Circuit Watts) | Single Stage Dimming | 1401505005062 | 159
150 | Philips Lighting | High Pressure Sodium | SON | HID DV Xt 150 SON 60% Light Level (Dimmed 69% Circuit Watts) | Single Stage Dimming | 1401505005069 | 159
150 | Philips Lighting | High Pressure Sodium | SON | HID DV Xt 150 SON 66% Light Level (Dimmed 75% Circuit Watts) | Single Stage Dimming | 1401505005075 | 159
150 | Philips Lighting | High Pressure Sodium | SON | HID DV Xt 150 SON 75% Light Level (Dimmed 81% Circuit Watts) | Single Stage Dimming | 1401505005081 | 159
150 | Philips Lighting | High Pressure Sodium | SON | HID DV Xt 150 SON 85% Light Level (Dimmed 89% Circuit Watts) | Single Stage Dimming | 1401505005089 | 159
150 | Philips Lighting | High Pressure Sodium | SON | HID DV Xt 150 SON (Full Circuit Watts) | Non Dimmed | 1401505005100 | 159
150 | Venture Lighting | High Pressure Sodium | SON | HPIDD 150W HID | Non Dimmed | 1401505006100 | 167
150 | Metrolight | High Pressure Sodium | SON | JW-12-031 150W | Non Dimmed | 1401505030100 | 159
150 | Metrolight | High Pressure Sodium | SON | Smart HID 150W - (Dimmed 58% Circuit Watts) | Single Stage Dimming | 1401505031058 | 165
150 | Metrolight | High Pressure Sodium | SON | Smart HID 150W - (Dimmed 68% Circuit Watts) | Single Stage Dimming | 1401505031068 | 165
150 | Metrolight | High Pressure Sodium | SON | Smart HID 150W - (Dimmed 75% Circuit Watts) | Single Stage Dimming | 1401505031075 | 165
150 | Metrolight | High Pressure Sodium | SON | Smart HID 150W - (Dimmed 88% Circuit Watts) | Single Stage Dimming | 1401505031088 | 165
150 | Metrolight | High Pressure Sodium | SON | Smart HID 150W - (Dimmed 95% Circuit Watts) | Single Stage Dimming | 1401505031095 | 165
150 | Metrolight | High Pressure Sodium | SON | Smart HID 150W | Non Dimmed | 1401505031100 | 168
150 | Metrolight | High Pressure Sodium | SON | Smart HID 150W - (Reduced Operation 75% Circuit Watts and Dimmed 90% of the Reduced Circuit Watts or 68% of the Full Circuit Watts ) | Single Stage Dimming | 1401505032090 | 124
150 | Metrolight | High Pressure Sodium | SON | Smart HID 150W - (Reduced Operation 75% Circuit Watts) | Non Dimmed | 1401505032100 | 124
150 | Micatron | High Pressure Sodium | SON | Model No. SON-150 - (Dimmed 49% Circuit Watts) | Single Stage Dimming | 1401505040049 | 163
150 | Micatron | High Pressure Sodium | SON | Model No. SON-150 | Non Dimmed | 1401505040100 | 163
150 | iGuzzini Illuminazione (UK) Ltd | High Pressure Sodium | SON | W250 Ballast: V2 XR 4 - (Dimmed 57% Circuit Watts) | Single Stage Dimming | 1401505070057 | 149
150 | iGuzzini Illuminazione (UK) Ltd | High Pressure Sodium | SON | W250 Ballast: V2 XR 3 - (Dimmed 60% Circuit Watts) | Single Stage Dimming | 1401505070060 | 149
150 | iGuzzini Illuminazione (UK) Ltd | High Pressure Sodium | SON | W250 Ballast: V2 XR 2 - (Dimmed 67% Circuit Watts) | Single Stage Dimming | 1401505070067 | 149
150 | iGuzzini Illuminazione (UK) Ltd | High Pressure Sodium | SON | W250 Ballast: V2 XR 1 - (Dimmed 75% Circuit Watts) | Single Stage Dimming | 1401505070075 | 149
150 | Philips Lighting | High Pressure Sodium | SON | HID DV Xt 150 SON (MLSD) | Non Dimmed | 1401506000100 | 159
210 | Generic | High Pressure Sodium | SON/H, (Plug in Replacement) | Standard | Non Dimmed | 1402101000100 | 245
250 | Metrolight | High Pressure Sodium | SON | Smart HID 250W - (Dimmed 84% Circuit Watts) | Single Stage Dimming | 1402305031084 | 247
250 | Generic | High Pressure Sodium | SON | Standard | Non Dimmed | 1402501000100 | 301
250 | Generic | High Pressure Sodium | Edison 21 HID Controllers | Low Loss | Non Dimmed | 1402502000100 | 295
250 | Micatron | High Pressure Sodium | SON | Magnetic 250W Dual Tapped Ballast - (Dimmed 60% Circuit Watts) with a Micatron Part Night H.I.D. Power Switch (Ref: MCT/HID/PND/SW) | Single Stage Dimming | 1402502001060 | 291
250 | Eden Lighting | High Pressure Sodium |  | 250W Rated Sodium (Various Models) | Non Dimmed | 1402502002100 | 314
250 | Gewiss UK | High Pressure Sodium |  | Avenue GW87007/87057/87107/87157/87307 | Non Dimmed | 1402502003100 | 277
250 | Sogexi | Electronic Ballast | HPS LAMP | Induxi 250W (dimmed at 48% circuit watts) | Single Stage Dimming | 1402503000048 | 273
250 | Sogexi | Electronic Ballast | HPS LAMP | Induxi 250W (dimmed at 79% circuit watts) | Single Stage Dimming | 1402503000079 | 273
250 | Sogexi | Electronic Ballast | HPS LAMP | Induxi 250W (Full Power) | Non Dimmed | 1402503000100 | 273
250 | Philips Lighting | High Pressure Sodium | Dali Extreme dimming EB 20% light output | HID-DV DALI Xt250 SON (Dimmed 36% Circuit Watts) | Single Stage Dimming | 1402503001036 | 267
250 | Philips Lighting | High Pressure Sodium | Dali Extreme dimming EB 40% light output | HID-DV DALI Xt250 SON (Dimmed 53% Circuit Watts) | Single Stage Dimming | 1402503001053 | 267
250 | Philips Lighting | High Pressure Sodium | Dali Extreme dimming EB 50% light output | HID-DV DALI Xt250 SON (Dimmed 63% Circuit Watts) | Single Stage Dimming | 1402503001063 | 267
250 | Philips Lighting | High Pressure Sodium | Dali Extreme dimming EB 60% light output | HID-DV DALI Xt250 SON (Dimmed 70% Circuit Watts) | Single Stage Dimming | 1402503001070 | 267
250 | Philips Lighting | High Pressure Sodium | Dali Extreme dimming EB 66% light output | HID-DV DALI Xt250 SON (Dimmed 75% Circuit Watts) | Single Stage Dimming | 1402503001075 | 267
250 | Philips Lighting | High Pressure Sodium | Dali Extreme dimming EB 75% light output | HID-DV DALI Xt250 SON (Dimmed 81% Circuit Watts) | Single Stage Dimming | 1402503001081 | 267
250 | Philips Lighting | High Pressure Sodium | Dali Extreme dimming EB 85% light output | HID-DV DALI Xt250 SON (Dimmed 89% Circuit Watts) | Single Stage Dimming | 1402503001089 | 267
250 | Philips Lighting | High Pressure Sodium | Dali Extreme dimming EB 100% light output | HID-DV DALI Xt250 SON (100% Full Circuit Watts) | Non Dimmed | 1402503001100 | 267
250 | Philips Lighting | High Pressure Sodium | SON | HID-DV DALI Xt250 SON (Dimmed to 77% of Reduced Operation 81% Circuit Watts) | Single Stage Dimming | 1402503002077 | 216
250 | Philips Lighting | High Pressure Sodium | SON | HID-DV DALI Xt250 SON (Dimmed to 86% of 81% Reduced Operation Circuit Watts) | Single Stage Dimming | 1402503002086 | 216
250 | Philips Lighting | High Pressure Sodium | SON | HID-DV DALI Xt250 SON (Reduced Operation 81% Circuit Watts) | Non Dimmed | 1402503002100 | 216
250 | Venture Lighting | High Pressure Sodium | SON | VSB250DP2 (50% dimmed circuit watts) | Single Stage Dimming | 1402503003050 | 267
250 | Venture Lighting | High Pressure Sodium | SON | VSB250DP2 (75% dimmed circuit watts) | Single Stage Dimming | 1402503003075 | 267
250 | Venture Lighting | High Pressure Sodium | SON | VSB250DP2 | Non Dimmed | 1402503003100 | 267
250 | Philips Lighting | High Pressure Sodium | 250w High Pressure Sodium Dimming Electronic Ballast | SOD250 Electronic ballasts for SON 250W (Dimmed at 50% Circuit Watts) | Single Stage Dimming | 1402505000050 | 271
250 | Metrolight | High Pressure Sodium | SON | JW-12-035 250WHPS | Non Dimmed | 1402505000100 | 257
250 | Philips Lighting | High Pressure Sodium | SON | SOD250 Electronic ballasts for SON 250W (Dimmed at 50% | Single Stage Dimming | 1402505001050 | 271
250 | Philips Lighting | High Pressure Sodium | 250w High Pressure Sodium Electronic Ballast | SOH250 Electronic ballasts for SON 250W | Non Dimmed | 1402505001100 | 270
250 | Philips Lighting | High Pressure Sodium | SON | SOH250 Electronic ballasts for SON 250W | Non Dimmed | 1402505002100 | 270
250 | Metrolight | High Pressure Sodium | SON | Smart HID 250W - (Dimmed 94% Circuit Watts) | Single Stage Dimming | 1402505030094 | 263
250 | Metrolight | High Pressure Sodium | SON | Smart HID 250W - (Dimmed 49% Circuit Watts) | Single Stage Dimming | 1402505031049 | 263
250 | Metrolight | High Pressure Sodium | SON | Smart HID 250W - (Dimmed 58% Circuit Watts) | Single Stage Dimming | 1402505031058 | 263
250 | Metrolight | High Pressure Sodium | SON | Smart HID 250W - (Dimmed 79% Circuit Watts) | Single Stage Dimming | 1402505031079 | 263
250 | Metrolight | High Pressure Sodium | SON | Smart HID 250W | Non Dimmed | 1402505031100 | 263
250 | Micatron | High Pressure Sodium | SON | Model No. SON-250 - (Dimmed 50% Circuit Watts) | Single Stage Dimming | 1402505040050 | 262
250 | Micatron | High Pressure Sodium | SON | Model No. SON-250 | Non Dimmed | 1402505040100 | 262
250 | iGuzzini Illuminazione (UK) Ltd | High Pressure Sodium | SON | W250 Ballast: V2 XR 4 - (Dimmed 56% Circuit Watts) | Single Stage Dimming | 1402505070056 | 243
250 | iGuzzini Illuminazione (UK) Ltd | High Pressure Sodium | SON | W250 Ballast: V2 XR 3 - (Dimmed 61% Circuit Watts | Single Stage Dimming | 1402505070061 | 243
250 | iGuzzini Illuminazione (UK) Ltd | High Pressure Sodium | SON | W250 Ballast: V2 XR 2 - (Dimmed 69% Circuit Watts) | Single Stage Dimming | 1402505070069 | 243
250 | iGuzzini Illuminazione (UK) Ltd | High Pressure Sodium | SON | W250 Ballast: V2 XR 1 - (Dimmed 78% Circuit Watts) | Single Stage Dimming | 1402505070078 | 243
250 | Philips Lighting | High Pressure Sodium | SON | HID-DV DALI Xt250 SON (MLSD) | Non Dimmed | 1402506000100 | 267
310 | Generic | High Pressure Sodium | SON | Standard | Non Dimmed | 1403101000100 | 354
350 | Generic | High Pressure Sodium | SON/H, (Plug in Replacement) | Standard | Non Dimmed | 1403501000100 | 398
400 | Generic | High Pressure Sodium | SON | Standard | Non Dimmed | 1404001000100 | 449
400 | Generic | High Pressure Sodium | Edison 21 HID Controllers | Low Loss | Non Dimmed | 1404002000100 | 450
400 | Micatron | High Pressure Sodium | SON | Magnetic 400W Dual Tapped Ballast - (Dimmed 49% Circuit Watts) with a Micatron Part Night H.I.D. Power Switch (Ref: MCT/HID/PND/SW) | Single Stage Dimming | 1404002001049 | 445
400 | Gewiss UK | High Pressure Sodium |  | Avenue GW87109 | Non Dimmed | 1404002002100 | 473
400 | CELTronic (Charles Endirect Ltd) | Electronic Ballasts | SON | Eltam EHID MidNight 400W (48% Dimmed Circuit Watts) | Single Stage Dimming | 1404003000048 | 424
400 | CELTronic (Charles Endirect Ltd) | Electronic Ballasts | SON | Eltam EHID MidNight 400W (54% Dimmed Circuit Watts) | Single Stage Dimming | 1404003000054 | 424
400 | CELTronic (Charles Endirect Ltd) | Electronic Ballasts | SON | Eltam EHID MidNight 400W (58% Dimmed Circuit Watts) | Single Stage Dimming | 1404003000058 | 424
400 | CELTronic (Charles Endirect Ltd) | Electronic Ballasts | SON | Eltam EHID MidNight 400W (63% Dimmed Circuit Watts) | Single Stage Dimming | 1404003000063 | 424
400 | CELTronic (Charles Endirect Ltd) | Electronic Ballasts | SON | Eltam EHID MidNight 400W (67% Dimmed Circuit Watts) | Single Stage Dimming | 1404003000067 | 424
400 | CELTronic (Charles Endirect Ltd) | Electronic Ballasts | SON | Eltam EHID MidNight 400W (72% Dimmed Circuit Watts) | Single Stage Dimming | 1404003000072 | 424
400 | CELTronic (Charles Endirect Ltd) | Electronic Ballasts | SON | Eltam EHID MidNight 400W (77% Dimmed Circuit Watts) | Single Stage Dimming | 1404003000077 | 424
400 | CELTronic (Charles Endirect Ltd) | Electronic Ballasts | SON | Eltam EHID MidNight 400W (83% Dimmed Circuit Watts) | Single Stage Dimming | 1404003000083 | 424
400 | CELTronic (Charles Endirect Ltd) | Electronic Ballasts | SON | Eltam EHID MidNight 400W (89% Dimmed Circuit Watts) | Single Stage Dimming | 1404003000089 | 424
400 | CELTronic (Charles Endirect Ltd) | Electronic Ballasts | SON | Eltam EHID MidNight 400W (95% Dimmed Circuit Watts) | Single Stage Dimming | 1404003000095 | 424
400 | CELTronic (Charles Endirect Ltd) | Electronic Ballasts | SON | Eltam EHID MidNight 400W | Non Dimmed | 1404003000100 | 424
400 | Metrolight | High Pressure Sodium | SON | Smart HID 400W - (Dimmed 50% Circuit Watts) | Single Stage Dimming | 1404005031050 | 420
400 | Metrolight | High Pressure Sodium | SON | Smart HID 400W - (Dimmed 69% Circuit Watts) | Single Stage Dimming | 1404005031069 | 420
400 | Metrolight | High Pressure Sodium | SON | Smart HID 400W - (Dimmed 82% Circuit Watts) | Single Stage Dimming | 1404005031082 | 420
400 | Metrolight | High Pressure Sodium | SON | Smart HID 400W - (Dimmed 94% Circuit Watts) | Single Stage Dimming | 1404005031094 | 420
400 | Metrolight | High Pressure Sodium | SON | Smart HID 400W | Non Dimmed | 1404005031100 | 416
400 | Micatron | High Pressure Sodium | SON | Model No. SON-400 - (Dimmed 49% Circuit Watts) | Single Stage Dimming | 1404005040049 | 426
400 | Micatron | High Pressure Sodium | SON | Model No. SON-400 | Non Dimmed | 1404005040100 | 426
600 | Generic | High Pressure Sodium | SON | Standard | Non Dimmed | 1406001000100 | 672
1000 | Generic | High Pressure Sodium | SON | Standard | Non Dimmed | 1410001000100 | 1109
50 | Generic | High Pressure Mercury - Standard Gear | HPL-N (MBF/U) | Standard | Non Dimmed | 2100501000100 | 61
80 | Generic | High Pressure Mercury - Standard Gear | HPL-N (MBF/U) | Standard | Non Dimmed | 2100801000100 | 94
125 | Generic | High Pressure Mercury - Standard Gear | HPL-N (MBF/U) | Standard | Non Dimmed | 2101251000100 | 142
250 | Generic | High Pressure Mercury - Standard Gear | HPL-N (MBF/U) | Standard | Non Dimmed | 2102501000100 | 275
400 | Generic | High Pressure Mercury - Standard Gear | HPL-N (MBF/U) | Standard | Non Dimmed | 2104001000100 | 428
700 | Generic | High Pressure Mercury - Standard Gear | HPL-N (MBF/U) | Standard | Non Dimmed | 2107001000100 | 742
1000 | Generic | High Pressure Mercury - Standard Gear | HPL-N (MBF/U) | Standard | Non Dimmed | 2110001000100 | 1040
100 | Generic | High Pressure Mercury (Blended) | ML (MBTL/U) | Standard | Non Dimmed | 2301000000100 | 100
160 | Generic | High Pressure Mercury (Blended) | ML (MBTL/U) | Standard | Non Dimmed | 2301600000100 | 160
250 | Generic | High Pressure Mercury (Blended) | ML (MBTL/U) | Standard | Non Dimmed | 2302500000100 | 250
500 | Generic | High Pressure Mercury (Blended) | ML (MBTL/U) | Standard | Non Dimmed | 2305000000100 | 500
50 | SELC Ireland | High Pressure Mercury (Halide) | HPI (MBI) | SELC 2000 50w HID Smart Ballast | Non Dimmed | 2400505000100 | 57
50 | SELC Ireland | High Pressure Mercury (Halide) | HPI (MBI) | SELC 4000 ECONO 50 Watt Part Night Ballast (Dimmed 74% Circuit Watts) | Single Stage Dimming | 2400505001074 | 53
50 | SELC Ireland | High Pressure Mercury (Halide) | HPI (MBI) | SELC 4000 ECONO 50 Watt Part Night Ballast (Dimmed 81% Circuit Watts) | Single Stage Dimming | 2400505001081 | 53
50 | SELC Ireland | High Pressure Mercury (Halide) | HPI (MBI) | SELC 4000 ECONO 50 Watt Part Night Ballast (Dimmed 89% Circuit Watts) | Single Stage Dimming | 2400505001089 | 53
50 | SELC Ireland | High Pressure Mercury (Halide) | HPI (MBI) | SELC 4000 ECONO 50 Watt Ballast | Non Dimmed | 2400505001100 | 53
50 | SELC Ireland | High Pressure Mercury (Halide) | HPI (MBI) | SELC 4000 ECONO 50 Watt Ballast (Reduced Operation - 89% Circuit Watts) | Non Dimmed | 2400505002100 | 47
50 | SELC Ireland | High Pressure Mercury (Halide) | HPI (MBI) | SELC 4000 ECONO 50 Watt Ballast (Reduced Operation - 81% Circuit Watts) | Non Dimmed | 2400505003100 | 43
50 | SELC Ireland | High Pressure Mercury (Halide) | HPI (MBI) | SELC 4000 ECONO 50 Watt Ballast (Reduced Operation - 75% Circuit Watts) | Non Dimmed | 2400505004100 | 39
50 | Metrolight | High Pressure Mercury (Halide) | HPI (MBI) | Smart HID 50W - (Dimmed 68% Circuit Watts) | Single Stage Dimming | 2400505031068 | 56
50 | Metrolight | High Pressure Mercury (Halide) | HPI (MBI) | Smart HID 50W - (Dimmed 80% Circuit Watts) | Single Stage Dimming | 2400505031080 | 56
50 | Metrolight | High Pressure Mercury (Halide) | HPI (MBI) | Smart HID 50W - (Dimmed 89% Circuit Watts) | Single Stage Dimming | 2400505031089 | 56
50 | Metrolight | High Pressure Mercury (Halide) | HPI (MBI) | Smart HID 50W | Non Dimmed | 2400505031100 | 56
70 | Micatron | High Pressure Mercury (Halide) | HPI (MBI) | Magnetic 70W Dual Tapped Ballast - (Dimmed 70% Circuit Watts) with a Micatron Part Night H.I.D. Power Switch (Ref: MCT/HID/PND/SW) | Single Stage Dimming | 2400702000070 | 89
70 | Gewiss UK | High Pressure Mercury (Halide) |  | Avenue GW87004/87054/87304/87354 | Non Dimmed | 2400703000100 | 95
70 | SELC Ireland | High Pressure Mercury (Halide) | HPI (MBI) | SELC 4000 ECONO 70 Watt Part Night Ballast (Dimmed 73% Circuit Watts) | Single Stage Dimming | 2400705000073 | 79
70 | SELC Ireland | High Pressure Mercury (Halide) | HPI (MBI) | SELC 4000 ECONO 70 Watt Part Night Ballast (Dimmed 81% Circuit Watts) | Single Stage Dimming | 2400705000081 | 79
70 | SELC Ireland | High Pressure Mercury (Halide) | HPI (MBI) | SELC 4000 ECONO 70 Watt Part Night Ballast (Dimmed 90% Circuit Watts) | Single Stage Dimming | 2400705000090 | 79
70 | SELC Ireland | High Pressure Mercury (Halide) | HPI (MBI) | SELC 4000 ECONO 70 Watt Ballast | Non Dimmed | 2400705000100 | 79
70 | SELC Ireland | High Pressure Mercury (Halide) | HPI (MBI) | SELC 4000 ECONO 70 Watt Ballast (Reduced Operation - 90% Circuit Watts) | Non Dimmed | 2400705001100 | 71
70 | SELC Ireland | High Pressure Mercury (Halide) | HPI (MBI) | SELC 4000 ECONO 70 Watt Ballast (Reduced Operation - 81% Circuit Watts) | Non Dimmed | 2400705002100 | 64
70 | SELC Ireland | High Pressure Mercury (Halide) | HPI (MBI) | SELC 4000 ECONO 70 Watt Ballast (Reduced Operation - 73% Circuit Watts) | Non Dimmed | 2400705003100 | 58
70 | Metrolight | High Pressure Mercury (Halide) | HPI (MBI) | Smart HID 70W - (Dimmed 62% Circuit Watts) | Single Stage Dimming | 2400705031062 | 76
70 | Metrolight | High Pressure Mercury (Halide) | HPI (MBI) | Smart HID 70W - (Dimmed 74% Circuit Watts) | Single Stage Dimming | 2400705031074 | 76
70 | Metrolight | High Pressure Mercury (Halide) | HPI (MBI) | Smart HID 70W - (Dimmed 87% Circuit Watts) | Single Stage Dimming | 2400705031087 | 76
70 | Metrolight | High Pressure Mercury (Halide) | HPI (MBI) | Smart HID 70W - (Dimmed 93% Circuit Watts) | Single Stage Dimming | 2400705031093 | 76
70 | Metrolight | High Pressure Mercury (Halide) | HPI (MBI) | Smart HID 70W | Non Dimmed | 2400705031100 | 76
100 | Micatron | High Pressure Mecury Halide | MBI | Magnetic 70W-100W Dual Tapped Ballast - (Dimmed 73% Circuit Watts) | Single Stage Dimming | 2401002000073 | 115
100 | Gewiss UK | High Pressure Mercury (Halide) |  | Avenue GW87005/87055/87305/87355 | Non Dimmed | 2401003000100 | 118
100 | SELC Ireland | High Pressure Mercury (Halide) | HPI (MBI) | SELC 2000 100w HID Smart Ballast | Non Dimmed | 2401005000100 | 118
100 | SELC Ireland | High Pressure Mercury (Halide) | HPI (MBI) | SELC 4000 ECONO 100 Watt Ballast Dimmed 59% of Circuit Watts | Single Stage Dimming | 2401005001059 | 114
100 | SELC Ireland | High Pressure Mercury (Halide) | HPI (MBI) | SELC 4000 ECONO 100 Watt Part Night Ballast (Dimmed 71% Circuit Watts) | Single Stage Dimming | 2401005001071 | 114
100 | SELC Ireland | High Pressure Mercury (Halide) | HPI (MBI) | SELC 4000 ECONO 100 Watt Ballast Dimmed 76% of Circuit Watts | Single Stage Dimming | 2401005001076 | 114
100 | SELC Ireland | High Pressure Mercury (Halide) | HPI (MBI) | SELC 4000 ECONO 100 Watt Part Night Ballast (Dimmed 81% Circuit Watts) | Single Stage Dimming | 2401005001081 | 114
100 | SELC Ireland | High Pressure Mercury (Halide) | HPI (MBI) | SELC 4000 ECONO 100 Watt Part Night Ballast (Dimmed 89% Circuit Watts) | Single Stage Dimming | 2401005001089 | 114
100 | SELC Ireland | High Pressure Mercury (Halide) | HPI (MBI) | SELC 4000 ECONO 100 Watt Ballast | Non Dimmed | 2401005001100 | 114
100 | SELC Ireland | High Pressure Mercury (Halide) | HPI (MBI) | SELC 4000 ECONO 100 Watt Ballast (Reduced Operation - 89% Circuit Watts) | Non Dimmed | 2401005002100 | 101
100 | SELC Ireland | High Pressure Mercury (Halide) | HPI (MBI) | SELC 4000 ECONO 100 Watt Ballast (Reduced Operation - 81% Circuit Watts) | Non Dimmed | 2401005003100 | 92
100 | SELC Ireland | High Pressure Mercury (Halide) | HPI (MBI) | SELC 4000 ECONO 100 Watt Ballast (Reduced Operation - 71% Circuit Watts) | Non Dimmed | 2401005004100 | 81
100 | Metrolight | High Pressure Mercury (Halide) | HPI (MBI) | Smart HID 100W - (Dimmed 61% Circuit Watts) | Single Stage Dimming | 2401005031061 | 109
100 | Metrolight | High Pressure Mercury (Halide) | HPI (MBI) | Smart HID 100W - (Dimmed 71% Circuit Watts) | Single Stage Dimming | 2401005031071 | 109
100 | Metrolight | High Pressure Mercury (Halide) | HPI (MBI) | Smart HID 100W - (Dimmed 76% Circuit Watts) | Single Stage Dimming | 2401005031076 | 109
100 | Metrolight | High Pressure Mercury (Halide) | HPI (MBI) | Smart HID 100W - (Dimmed 81% Circuit Watts) | Single Stage Dimming | 2401005031081 | 109
100 | Metrolight | High Pressure Mercury (Halide) | HPI (MBI) | Smart HID 100W - (Dimmed 90% Circuit Watts) | Single Stage Dimming | 2401005031090 | 109
100 | Metrolight | High Pressure Mercury (Halide) | HPI (MBI) | Smart HID 100W | Non Dimmed | 2401005031100 | 109
150 | Generic | High Pressure Mercury (Halide) | Standard Gear HPI (MBI) |  | Non Dimmed | 2401501000100 | 166
150 | Micatron | High Pressure Mercury (Halide) | HPI (MBI) | Magnetic 150W Dual Tapped Ballast - (Dimmed 56% Circuit Watts) with a Micatron Part Night H.I.D. Power Switch (Ref: MCT/HID/PND/SW) | Single Stage Dimming | 2401502000056 | 185
150 | Gewiss UK | High Pressure Mercury (Halide) |  | Avenue GW87006/87056/87106/87156/87306/87356 | Non Dimmed | 2401503000100 | 179
150 | Metrolight | High Pressure Mercury (Halide) | HPI (MBI) | Smart HID 150W - (Dimmed 58% Circuit Watts) | Single Stage Dimming | 2401505031058 | 163
150 | Metrolight | High Pressure Mercury (Halide) | HPI (MBI) | Smart HID 150W - (Dimmed 69% Circuit Watts) | Single Stage Dimming | 2401505031069 | 163
150 | Metrolight | High Pressure Mercury (Halide) | HPI (MBI) | Smart HID 150W - (Dimmed 88% Circuit Watts) | Single Stage Dimming | 2401505031088 | 163
150 | Metrolight | High Pressure Mercury (Halide) | HPI (MBI) | Smart HID 150W - (Dimmed 94% Circuit Watts) | Single Stage Dimming | 2401505031094 | 163
150 | Metrolight | High Pressure Mercury (Halide) | HPI (MBI) | Smart HID 150W | Non Dimmed | 2401505031100 | 163
200 | Venture Lighting | High Pressure Mercury (Halide) |  | VGB200DP2 (49% dimmed circuit watts) | Single Stage Dimming | 2402003000049 | 209
200 | Venture Lighting | High Pressure Mercury (Halide) |  | VGB200DP2 (74% dimmed circuit watts) | Single Stage Dimming | 2402003000074 | 209
200 | Venture Lighting | High Pressure Mercury (Halide) |  | VGB200DP2 (full Power) | Non Dimmed | 2402003000100 | 209
250 | Generic | High Pressure Mercury (Halide) | HPI (MBI) | Standard | Non Dimmed | 2402501000100 | 266
250 | Micatron | High Pressure Mercury (Halide) | HPI (MBI) | Magnetic 250W Dual Tapped Ballast - (Dimmed 60% Circuit Watts) with a Micatron Part Night H.I.D. Power Switch (Ref: MCT/HID/PND/SW) | Single Stage Dimming | 2402502000060 | 291
250 | Gewiss UK | High Pressure Mercury (Halide) |  | Avenue GW87007/87057/87107/87157/87307 | Non Dimmed | 2402503000100 | 270
250 | Venture Lighting | High Pressure Mercury (Halide) |  | VGB250DP2 (48% dimmed circuit watts) | Single Stage Dimming | 2402503001048 | 263
250 | Venture Lighting | High Pressure Mercury (Halide) |  | VGB250DP2 (74% dimmed circuit watts) | Single Stage Dimming | 2402503001074 | 263
250 | Venture Lighting | High Pressure Mercury (Halide) |  | VGB250DP2 (full Power) | Non Dimmed | 2402503001100 | 263
250 | Metrolight | High Pressure Mercury (Halide) | HPI (MBI) | Smart HID 250W - (Dimmed 49% Circuit Watts) | Single Stage Dimming | 2402505031049 | 261
250 | Metrolight | High Pressure Mercury (Halide) | HPI (MBI) | Smart HID 250W - (Dimmed 57% Circuit Watts) | Single Stage Dimming | 2402505031057 | 261
250 | Metrolight | High Pressure Mercury (Halide) | HPI (MBI) | Smart HID 250W - (Dimmed 78% Circuit Watts) | Single Stage Dimming | 2402505031078 | 261
250 | Metrolight | High Pressure Mercury (Halide) | HPI (MBI) | Smart HID 250W - (Dimmed 84% Circuit Watts) | Single Stage Dimming | 2402505031084 | 242
250 | Metrolight | High Pressure Mercury (Halide) | HPI (MBI) | Smart HID 250W - (Dimmed 93% Circuit Watts) | Single Stage Dimming | 2402505031093 | 261
250 | Metrolight | High Pressure Mercury (Halide) | HPI (MBI) | Smart HID 250W | Non Dimmed | 2402505031100 | 261
320 | Venture Lighting | High Pressure Mercury (Halide) |  | VGB320DP2 (50% dimmed circuit watts) | Single Stage Dimming | 2403203000050 | 321
320 | Venture Lighting | High Pressure Mercury (Halide) |  | VGB320DP2 (77% dimmed circuit watts) | Single Stage Dimming | 2403203000077 | 321
320 | Venture Lighting | High Pressure Mercury (Halide) |  | VGB320DP2 (full Power) | Non Dimmed | 2403203000100 | 321
350 | Venture Lighting | High Pressure Mercury (Halide) |  | VGB350DP2 (49% dimmed circuit watts) | Single Stage Dimming | 2403503000049 | 357
350 | Venture Lighting | High Pressure Mercury (Halide) |  | VGB350DP2 (76% dimmed circuit watts) | Single Stage Dimming | 2403503000076 | 357
350 | Venture Lighting | High Pressure Mercury (Halide) |  | VGB350DP2 (full Power) | Non Dimmed | 2403503000100 | 357
400 | Generic | High Pressure Mercury (Halide) | HPI (MBI) | Standard | Non Dimmed | 2404001000100 | 471
400 | Micatron | High Pressure Mercury (Halide) | HPI (MBI) | Magnetic 400W Dual Tapped Ballast - (Dimmed 49% Circuit Watts) with a Micatron Part Night H.I.D. Power Switch (Ref: MCT/HID/PND/SW) | Single Stage Dimming | 2404002000049 | 445
400 | Gewiss UK | High Pressure Mercury (Halide) |  | Avenue GW87109 | Non Dimmed | 2404003000100 | 491
400 | Venture Lighting | High Pressure Mercury (Halide) |  | VGB400DP2 (50% dimmed circuit watts) | Single Stage Dimming | 2404003001050 | 415
400 | Venture Lighting | High Pressure Mercury (Halide) |  | VGB400DP2 (75% dimmed circuit watts) | Single Stage Dimming | 2404003001075 | 415
400 | Venture Lighting | High Pressure Mercury (Halide) |  | VGB400DP2 (full Power) | Non Dimmed | 2404003001100 | 415
400 | Metrolight | High Pressure Mercury (Halide) | HPI (MBI) | Smart HID 400W - (Dimmed 50% Circuit Watts) | Single Stage Dimming | 2404005031050 | 424
400 | Metrolight | High Pressure Mercury (Halide) | HPI (MBI) | Smart HID 400W - (Dimmed 69% Circuit Watts) | Single Stage Dimming | 2404005031069 | 424
400 | Metrolight | High Pressure Mercury (Halide) | HPI (MBI) | Smart HID 400W - (Dimmed 81% Circuit Watts) | Single Stage Dimming | 2404005031081 | 424
400 | Metrolight | High Pressure Mercury (Halide) | HPI (MBI) | Smart HID 400W - (Dimmed 96% Circuit Watts) | Single Stage Dimming | 2404005031096 | 424
400 | Metrolight | High Pressure Mercury (Halide) | HPI (MBI) | Smart HID 400W | Non Dimmed | 2404005031100 | 424
450 | Venture Lighting | High Pressure Mercury (Halide) |  | VGB450DP2 (57% dimmed circuit watts) | Single Stage Dimming | 2404503000057 | 474
450 | Venture Lighting | High Pressure Mercury (Halide) |  | VGB450DP2 (76% dimmed circuit watts) | Single Stage Dimming | 2404503000076 | 474
450 | Venture Lighting | High Pressure Mercury (Halide) |  | VGB450DP2 (full Power) | Non Dimmed | 2404503000100 | 474
50 | Metrolight | High Pressure Mercury (Halide) | HPI (MBI) | Smart HID 50W - (Dimmed 61% Circuit Watts) | Single Stage Dimming | 2405050310061 | 56
1000 | Generic | High Pressure Mercury (Halide) | HPI (MBI) | Standard | Non Dimmed | 2410001000100 | 1015
2000 | Generic | High Pressure Mercury (Halide) | HPI (MBI), Standard gear | Standard | Non Dimmed | 2420001000100 | 2105
35 | INDO Lighting LTD | High Pressure Mercury (Induction) |  | SUDO - 35W | Non Dimmed | 2500353000100 | 36
35 | INDO Lighting LTD | High Pressure Mercury (Induction) |  | INDO QUDO 35W | Non Dimmed | 2500353001100 | 35
40 | INDO Lighting LTD | High Pressure Mercury (Induction) |  | INDO QUDO 40W | Non Dimmed | 2500403000100 | 41
50 | Metrolight | High Pressure Mercury (Induction) | HPI (MBI) | JW-12-010 50W MH | Non Dimmed | 2500505000100 | 56
55 | Generic | High Pressure Mercury (Induction) | QL | High Frequency Electronic | Non Dimmed | 2500553000100 | 55
55 | INDO Lighting LTD | High Pressure Mercury (Induction) |  | QUDO:55W | Non Dimmed | 2500553001100 | 57
70 | INDO Lighting LTD | High Pressure Mercury (Induction) | INDO | Halo: 70W | Non Dimmed | 2500703001100 | 74
70 | INDO Lighting LTD | High Pressure Mercury (Induction) |  | QUDO:70W | Non Dimmed | 2500703002100 | 74
70 | Metrolight | High Pressure Mercury (Induction) | HPI (MBI) | JW-12-021 70WMH | Non Dimmed | 2500705000100 | 79
80 | INDO Lighting LTD | High Pressure Mercury (Induction) |  | QUDO - 80W | Non Dimmed | 2500803000100 | 83
85 | Generic | High Pressure Mercury (Induction) | QL | High Frequency Electronic | Non Dimmed | 2500853000100 | 85
85 | IMT Lighting (UK) Ltd | High Pressure Mercury (Induction) |  | iQL 85w | Non Dimmed | 2500853001100 | 78
100 | INDO Lighting LTD | High Pressure Mercury (Induction) |  | QUDO100W (Dimmed 70% Circuit Watts) | Single Stage Dimming | 2501003000070 | 110
100 | INDO Lighting LTD | High Pressure Mercury (Induction) |  | QUDO - 100W | Non Dimmed | 2501003001100 | 106
100 | Metrolight | High Pressure Mercury (Induction) | HPI (MBI) | JW-12-025 100WMH | Non Dimmed | 2501005000100 | 110
120 | INDO Lighting LTD | High Pressure Mercury (Induction) |  | QUDO:120W | Non Dimmed | 2501203002100 | 123
150 | INDO Lighting LTD | High Pressure Mercury (Induction) | INDO | QUDO 150W | Non Dimmed | 2501503000100 | 159
150 | Metrolight | High Pressure Mercury (Induction) | HPI (MBI) | JW-12-030 150WMH | Non Dimmed | 2501505000100 | 164
165 | Generic | High Pressure Mercury (Induction) | QL | High Frequency Electronic | Non Dimmed | 2501653000100 | 165
165 | IMT Lighting (UK) Ltd | High Pressure Mercury (Induction) |  | iQL 165w | Non Dimmed | 2501653001100 | 164
200 | INDO Lighting LTD | High Pressure Mercury (Induction) |  | QUDO:200W | Non Dimmed | 2502003002100 | 211
250 | INDO Lighting LTD | High Pressure Mercury (Induction) | INDO | QUDO 250W | Non Dimmed | 2502503000100 | 272
250 | Metrolight | High Pressure Mercury (Induction) | HPI (MBI) | JW-12-038 250WMH | Non Dimmed | 2502505000100 | 257
350 | Metrolight | High Pressure Mercury (Induction) | HPI (MBI) | JW-12-045 350WMH | Non Dimmed | 2503505000100 | 353
20 | Commercial Lighting | High Pressure Mercury (Ceramic Discharge Metal Halide) | Low Energy wall wash Façade Lighting, Metal Halide lamp (Philips CDM-TM) | Nightvision mini 8701044 and 8700041 | Non Dimmed | 2600203000100 | 25
20 | Venture Lighting | High Pressure Mercury (Ceramic Discharge Metal Halide) | CDM | VYB020255 | Non Dimmed | 2600203001100 | 24
35 | Generic | High Pressure Mercury (Ceramic Discharge Metal Halide) | CDM-T TT ET | Low Loss | Non Dimmed | 2600352000100 | 47
35 | Commercial Lighting | High Pressure Mercury (Ceramic Discharge Metal Halide) | Low Energy wall wash Façade Lighting, Metal Halide lamp (GE CMH35W) | Nightvision mini 8705046 | Non Dimmed | 2600353000100 | 45
35 | SELC Ireland | High Pressure Mercury (Ceramic Discharge Metal Halide) | CDM-T, CMH - G12 | SELC 2000 35W Electronic Ballast | Non Dimmed | 2600355000100 | 45
45 | Venture Lighting | High Pressure Mercury (Ceramic Discharge Metal Halide) |  | VYB045PNO 45W STD Square T/Block 240V - Untimed (62% Dimmed Circuit Watts) | Single Stage Dimming | 2600453000062 | 50
45 | Venture Lighting | High Pressure Mercury (Ceramic Discharge Metal Halide) |  | VYB045PNO 45W STD Square T/Block 240V - Untimed (72% Dimmed Circuit Watts) | Single Stage Dimming | 2600453000072 | 50
45 | Venture Lighting | High Pressure Mercury (Ceramic Discharge Metal Halide) |  | VYB045PNO 45W STD Square T/Block 240V - Untimed (Full Power) | Non Dimmed | 2600453000100 | 50
50 | Generic | High Pressure Mercury (Ceramic Discharge Metal Halide) |  |  | Non Dimmed | 2600500000100 | 60
50 | Philips Lighting | High Pressure Mercury (Ceramic Discharge Metal Halide) | Dali Extreme dimming EB 66% light output, CDO-TT Ceramic Discharge Outdoor | HID-DV DALI Xt 50 CDO-TT (78% power) | Single Stage Dimming | 2600503000077 | 56
50 | Philips Lighting | High Pressure Mercury (Ceramic Discharge Metal Halide) | Dali Extreme dimming EB 75% light output, CDO-TT Ceramic Discharge Outdoor | HID-DV DALI Xt 50 CDO-TT (81% power) | Single Stage Dimming | 2600503000080 | 56
50 | Philips Lighting | High Pressure Mercury (Ceramic Discharge Metal Halide) | Dali Extreme dimming EB 85% light output, CDO-TT Ceramic Discharge Outdoor | HID-DV DALI Xt 50 CDO-TT (89% power) | Single Stage Dimming | 2600503000089 | 56
50 | Philips Lighting | High Pressure Mercury (Ceramic Discharge Metal Halide) | Dali Extreme dimming EB 100% light output, CDO-TT Ceramic Discharge Outdoor | HID-DV DALI Xt 50 CDO-TT (100% power) | Non Dimmed | 2600503000100 | 56
60 | Venture Lighting | High Pressure Mercury (Ceramic Discharge Metal Halide) |  | VYB060PNO 60W STD Square T/Block 240V - Untimed (61% Dimmed Circuit Watts) | Single Stage Dimming | 2600603000061 | 66
60 | Venture Lighting | High Pressure Mercury (Ceramic Discharge Metal Halide) |  | VYB060PNO 60W STD Square T/Block 240V - Untimed (71% Dimmed Circuit Watts) | Single Stage Dimming | 2600603000071 | 66
60 | Venture Lighting | High Pressure Mercury (Ceramic Discharge Metal Halide) |  | VYB060PNO 60W STD Square T/Block 240V - Untimed (Full Power) | Non Dimmed | 2600603000100 | 66
70 | Generic | High Pressure Mercury (Ceramic Discharge Metal Halide) | CDM-T TT ET | Low Loss | Non Dimmed | 2600702000100 | 86
70 | Eden Lighting | High Pressure Mercury (Ceramic Discharge Metal Halide) |  | 70W Rated Metal Halide (Various Models) | Non Dimmed | 2600702001100 | 99
70 | Sogexi | Electronic Ballast | MH LAMP | e-Pak 70W (dimmed at 76% circuit Watts) | Single Stage Dimming | 2600703000076 | 76
70 | Sogexi | Electronic Ballast | MH LAMP | e-Pak 70W (Full Power) | Non Dimmed | 2600703000100 | 76
70 | Philips Lighting | High Pressure Mercury (Ceramic Discharge Metal Halide) | Dali Extreme dimming EB 66% light output, CDO-TT Ceramic Discharge Outdoor | HID-DV DALI Xt 70 CDO-TT (78% power) | Single Stage Dimming | 2600703002077 | 79
70 | Philips Lighting | High Pressure Mercury (Ceramic Discharge Metal Halide) | Dali Extreme dimming EB 75% light output, CDO-TT Ceramic Discharge Outdoor | HID-DV DALI Xt 70 CDO-TT (81% power) | Single Stage Dimming | 2600703002081 | 79
70 | Philips Lighting | High Pressure Mercury (Ceramic Discharge Metal Halide) | Dali Extreme dimming EB 85% light output, CDO-TT Ceramic Discharge Outdoor | HID-DV DALI Xt 70 CDO-TT (90% power) | Single Stage Dimming | 2600703002090 | 79
70 | Philips Lighting | High Pressure Mercury (Ceramic Discharge Metal Halide) | Dali Extreme dimming EB 100% light output, CDO-TT Ceramic Discharge Outdoor | HID-DV DALI Xt 70 CDO-TT (100% power) | Non Dimmed | 2600703002100 | 79
70 | Philips Lighting | High Pressure Mercury (Ceramic Discharge Metal Halide) | CDO-TT | HID-PV 070 SON/CDO | Non Dimmed | 2600705000100 | 79
70 | SELC Ireland | High Pressure Mercury (Ceramic Discharge Metal Halide) | CDM-T, CMH - G12 | SELC 2000 70W Electronic Ballast | Non Dimmed | 2600705001100 | 81
70 | Tridonic Atco UK Ltd | High Pressure Mercury (Ceramic Discharge Metal Halide) | CDMH | Dimmable PCS 70 Outdoor DIM B011at 40% of the light output (Dimmed 58% Circuit Watts) | Single Stage Dimming | 2600705002058 | 83
70 | Tridonic Atco UK Ltd | High Pressure Mercury (Ceramic Discharge Metal Halide) | CDMH | Dimmable PCS 70 Outdoor DIM B011at 60% of the light output (Dimmed 69% Circuit Watts) | Single Stage Dimming | 2600705002069 | 83
70 | Tridonic Atco UK Ltd | High Pressure Mercury (Ceramic Discharge Metal Halide) | CDMH | Dimmable PCS 70 Outdoor DIM B011 at 80% of the light output (Dimmed 82% Circuit Watts) | Single Stage Dimming | 2600705002082 | 83
70 | Tridonic Atco UK Ltd | High Pressure Mercury (Ceramic Discharge Metal Halide) | CDMH | Dimmable PCS 70 Outdoor DIM B011 (Full Circuit Watts) | Non Dimmed | 2600705002100 | 83
70 | Tridonic Atco UK Ltd | High Pressure Mercury (Ceramic Discharge Metal Halide) | CDMH | Non Dimmable PCS 70 Outdoor FOX B011 | Non Dimmed | 2600705003100 | 84
70 | SELC Ireland | High Pressure Mercury (Ceramic Discharge Metal Halide) | CDM-T, CMH - G12 | SELC 3000 70w Electronic Ballast (reduced operation 70% and dimmed to 69% of the reduced operation circuit Watts or 50% of the full potential circuit Watts). | Single Stage Dimming | 2600705004069 | 59
90 | Venture Lighting | High Pressure Mercury (Ceramic Discharge Metal Halide) |  | VYB090PNO 90W STD Square T/Block 240V - Untimed (60% Dimmed Circuit Watts) | Single Stage Dimming | 2600903000060 | 98
90 | Venture Lighting | High Pressure Mercury (Ceramic Discharge Metal Halide) |  | VYB090PNO 90W STD Square T/Block 240V - Untimed (71% Dimmed Circuit Watts) | Single Stage Dimming | 2600903000071 | 98
90 | Venture Lighting | High Pressure Mercury (Ceramic Discharge Metal Halide) |  | VYB090PNO 90W STD Square T/Block 240V - Untimed (Full Power) | Non Dimmed | 2600903000100 | 98
100 | Eden Lighting | High Pressure Mercury (Ceramic Discharge Metal Halide) |  | 100W Rated Metal Halide (Various Models) | Non Dimmed | 2601002000100 | 130
100 | Sogexi | Electronic Ballast | MH LAMP | e-Pak 100W (dimmed at 79% circuit watts) | Single Stage Dimming | 2601003000079 | 107
100 | Sogexi | Electronic Ballast | MH LAMP | e-Pak 100W (Full Power) | Non Dimmed | 2601003000100 | 107
100 | Philips Lighting | High Pressure Mercury (Ceramic Discharge Metal Halide) | Dali Extreme dimming EB 40% light output, CDO-TT Ceramic Discharge Outdoor | HID-DV DALI Xt 100 CDO-TT (64% power) | Single Stage Dimming | 2601003001064 | 106
100 | Philips Lighting | High Pressure Mercury (Ceramic Discharge Metal Halide) | Dali Extreme dimming EB 50% light output, CDO-TT Ceramic Discharge Outdoor | HID-DV DALI Xt 100 CDO-TT (65% power) | Single Stage Dimming | 2601003001065 | 106
100 | Philips Lighting | High Pressure Mercury (Ceramic Discharge Metal Halide) | Dali Extreme dimming EB 60% light output, CDO-TT Ceramic Discharge Outdoor | HID-DV DALI Xt 100 CDO-TT (71% power) | Single Stage Dimming | 2601003001072 | 106
100 | Philips Lighting | High Pressure Mercury (Ceramic Discharge Metal Halide) | Dali Extreme dimming EB 66% light output, CDO-TT Ceramic Discharge Outdoor | HID-DV DALI Xt 100 CDO-TT (77% power) | Single Stage Dimming | 2601003001077 | 106
100 | Philips Lighting | High Pressure Mercury (Ceramic Discharge Metal Halide) | Dali Extreme dimming EB 75% light output, CDO-TT Ceramic Discharge Outdoor | HID-DV DALI Xt 100 CDO-TT (83% power) | Single Stage Dimming | 2601003001083 | 106
100 | Philips Lighting | High Pressure Mercury (Ceramic Discharge Metal Halide) | Dali Extreme dimming EB 85% light output, CDO-TT Ceramic Discharge Outdoor | HID-DV DALI Xt 100 CDO-TT (90% power) | Single Stage Dimming | 2601003001091 | 106
100 | Philips Lighting | High Pressure Mercury (Ceramic Discharge Metal Halide) | Dali Extreme dimming EB 100% light output, CDO-TT Ceramic Discharge Outdoor | HID-DV DALI Xt 100 CDO-TT (100% power) | Non Dimmed | 2601003001100 | 106
100 | Philips Lighting | High Pressure Mercury (Ceramic Discharge Metal Halide) | CDO-TT | HID-DV DALI Xt 100 CDO-TT (Dimmed to 59% of 76% Reduced Operation Circuit Watts) | Single Stage Dimming | 2601003002059 | 74
100 | Philips Lighting | High Pressure Mercury (Ceramic Discharge Metal Halide) | CDO-TT | HID-DV DALI Xt 100 CDO-TT (76% Reduced Operation) | Non Dimmed | 2601003002100 | 74
100 | Philips Lighting | High Pressure Mercury (Ceramic Discharge Metal Halide) | CDO-TT | HID-PV 100/S SON/CDO | Non Dimmed | 2601005000100 | 114
100 | Tridonic Atco UK Ltd | High Pressure Mercury (Ceramic Discharge Metal Halide) | CDMH | Dimmable PCIS 100 Outdoor DIM B011 at 40% of the light output (Dimmed 56% Circuit Watts) | Single Stage Dimming | 2601005001056 | 110
100 | Tridonic Atco UK Ltd | High Pressure Mercury (Ceramic Discharge Metal Halide) | CDMH | Dimmable PCIS 100 Outdoor DIM B011 at 60% of the light output (Dimmed 69% Circuit Watts) | Single Stage Dimming | 2601005001069 | 110
100 | Tridonic Atco UK Ltd | High Pressure Mercury (Ceramic Discharge Metal Halide) | CDMH | Dimmable PCIS 100 Outdoor DIM B011at 80% of the light output (Dimmed 82% Circuit Watts) | Single Stage Dimming | 2601005001082 | 110
100 | Tridonic Atco UK Ltd | High Pressure Mercury (Ceramic Discharge Metal Halide) | CDMH | Dimmable PCIS 100 Outdoor DIM B011 (Full circuit Watts) | Non Dimmed | 2601005001100 | 110
100 | Tridonic Atco UK Ltd | High Pressure Mercury (Ceramic Discharge Metal Halide) | CDMH | Non Dimmable PCIS 100 Outdoor FOX B011 | Non Dimmed | 2601005002100 | 109
140 | Venture Lighting | High Pressure Mercury (Ceramic Discharge Metal Halide) |  | VYB140PNO 140W STD Square T/Block 240V - Untimed (60% Dimmed Circuit Watts) | Single Stage Dimming | 2601403000060 | 151
140 | Venture Lighting | High Pressure Mercury (Ceramic Discharge Metal Halide) |  | VYB140PNO 140W STD Square T/Block 240V - Untimed (71% Dimmed Circuit Watts) | Single Stage Dimming | 2601403000071 | 151
140 | Venture Lighting | High Pressure Mercury (Ceramic Discharge Metal Halide) |  | VYB140PNO 140W STD Square T/Block 240V - Untimed (Full Power) | Non Dimmed | 2601403000100 | 151
150 | Generic | High Pressure Mercury (Ceramic Discharge Metal Halide) |  | Standard | Non Dimmed | 2601500000100 | 179
150 | Generic | High Pressure Mercury (Ceramic Discharge Metal Halide) | CDM-T TT ET | Low Loss | Non Dimmed | 2601502000100 | 179
150 | Eden Lighting | High Pressure Mercury (Ceramic Discharge Metal Halide) |  | 150W Rated Metal Halide (Various Models) | Non Dimmed | 2601502001100 | 186
150 | Sogexi | Electronic Ballast | MH LAMP | e-Pak 150W (dimmed at 77% circuit watts) | Single Stage Dimming | 2601503000077 | 154
150 | Sogexi | Electronic Ballast | MH LAMP | e-Pak 150W (Full Power) | Non Dimmed | 2601503000100 | 154
150 | Philips Lighting | High Pressure Mercury (Ceramic Discharge Metal Halide) | CDO-TT Ceramic Discharge Outdoor | HID-DV DALI Xt 150 CDO-TT (62% dimmed circuit watts) | Single Stage Dimming | 2601503001062 | 158
150 | Philips Lighting | High Pressure Mercury (Ceramic Discharge Metal Halide) | CDO-TT Ceramic Discharge Outdoor | HID-DV DALI Xt 150 CDO-TT (70% dimmed circuit watts) | Single Stage Dimming | 2601503001070 | 158
150 | Philips Lighting | High Pressure Mercury (Ceramic Discharge Metal Halide) | CDO-TT Ceramic Discharge Outdoor | HID-DV DALI Xt 150 CDO-TT (75% dimmed circuit watts) | Single Stage Dimming | 2601503001075 | 158
150 | Philips Lighting | High Pressure Mercury (Ceramic Discharge Metal Halide) | CDO-TT Ceramic Discharge Outdoor | HID-DV DALI Xt 150 CDO-TT (81% dimmed circuit watts) | Single Stage Dimming | 2601503001081 | 158
150 | Philips Lighting | High Pressure Mercury (Ceramic Discharge Metal Halide) | CDO-TT Ceramic Discharge Outdoor | HID-DV DALI Xt 150 CDO-TT (89% dimmed circuit watts) | Single Stage Dimming | 2601503001089 | 158
150 | Philips Lighting | High Pressure Mercury (Ceramic Discharge Metal Halide) | CDO-TT Ceramic Discharge Outdoor | HID-DV DALI Xt 150 CDO-TT (100% power) | Non Dimmed | 2601503001100 | 158
150 | EYE Lighting Europe Ltd | High Pressure Mercury (Ceramic Discharge Metal Halide) |  | CMT150 EX HOR | Non Dimmed | 2601503002100 | 160
150 | Philips Lighting | High Pressure Mercury (Ceramic Discharge Metal Halide) | CDO-TT | HID-PV 150 SON/CDO | Non Dimmed | 2601505000100 | 164
150 | SELC Ireland | High Pressure Mercury (Ceramic Discharge Metal Halide) | HPI (MBI) | SELC 2000 150w Electronic Ballast | Non Dimmed | 2601505001100 | 167
150 | Tridonic Atco UK Ltd | High Pressure Mercury (Ceramic Discharge Metal Halide) | CDMH | Dimmable PCIS 150 Outdoor DIM B011at 40% of the light output (Dimmed 57% Circuit Watts) | Single Stage Dimming | 2601505002057 | 164
150 | Tridonic Atco UK Ltd | High Pressure Mercury (Ceramic Discharge Metal Halide) | CDMH | Dimmable PCIS 150 Outdoor DIM B011 60% of the light output (Dimmed 68% Circuit Watts) | Single Stage Dimming | 2601505002068 | 164
150 | Tridonic Atco UK Ltd | High Pressure Mercury (Ceramic Discharge Metal Halide) | CDMH | Dimmable PCIS 150 Outdoor DIM B011 80% of the light output (Dimmed 81% Circuit Watts) | Single Stage Dimming | 2601505002081 | 164
150 | Tridonic Atco UK Ltd | High Pressure Mercury (Ceramic Discharge Metal Halide) | CDMH | Dimmable PCIS 150 Outdoor DIM B011 (Full circuit Watts) | Non Dimmed | 2601505002100 | 164
150 | Tridonic Atco UK Ltd | High Pressure Mercury (Ceramic Discharge Metal Halide) | CDMH | Non Dimmable PCIS 150 Outdoor FOX B011 | Non Dimmed | 2601505003100 | 162
210 | Philips Lighting | High Pressure Mercury (Ceramic Discharge Metal Halide) | CDM-T MW Elite Dali Extreme dimming EB 50% light output | HID-DV DALI Xt210 CDM TMWe (Dimmed 60% Circuit Watts) | Single Stage Dimming | 2602105000060 | 225
210 | Philips Lighting | High Pressure Mercury (Ceramic Discharge Metal Halide) | CDM-T MW Elite Dali Extreme dimming EB 60% light output | HID-DV DALI Xt210 CDM TMWe (Dimmed 68% Circuit Watts) | Single Stage Dimming | 2602105000068 | 225
210 | Philips Lighting | High Pressure Mercury (Ceramic Discharge Metal Halide) | CDM-T MW Elite Dali Extreme dimming EB 66%% light output | HID-DV DALI Xt210 CDM TMWe (Dimmed 74% Circuit Watts) | Single Stage Dimming | 2602105000074 | 225
210 | Philips Lighting | High Pressure Mercury (Ceramic Discharge Metal Halide) | CDM-T MW Elite Dali Extreme dimming EB 75% light output | HID-DV DALI Xt210 CDM TMWe (Dimmed 80% Circuit Watts) | Single Stage Dimming | 2602105000080 | 225
210 | Philips Lighting | High Pressure Mercury (Ceramic Discharge Metal Halide) | CDM-T MW Elite Dali Extreme dimming EB 85% light output | HID-DV DALI Xt210 CDM TMWe (Dimmed 88% Circuit Watts) | Single Stage Dimming | 2602105000088 | 225
210 | Philips Lighting | High Pressure Mercury (Ceramic Discharge Metal Halide) | CDM-T MW Elite Dali Extreme dimming EB 100% light output | HID-DV DALI Xt210 CDM TMWe (Full Circuit Watts) | Non Dimmed | 2602105000100 | 225
250 | Eden Lighting | High Pressure Mercury (Ceramic Discharge Metal Halide) |  | 250W Rated Metal Halide(Various Models) | Non Dimmed | 2602502000100 | 314
250 | Sogexi | Electronic Ballast | MH LAMP | Induxi 250W (dimmed at 85% circuit watts ) | Single Stage Dimming | 2602503000085 | 262
250 | Sogexi | Electronic Ballast | MH LAMP | Induxi 250W (dimmed at 86% circuit watts ) | Single Stage Dimming | 2602503000086 | 262
250 | Sogexi | Electronic Ballasts | MH LAMP | Induxi 250W | Non Dimmed | 2602503000100 | 262
250 | EYE Lighting Europe Ltd | High Pressure Mercury (Ceramic Discharge Metal Halide) |  | CMT250 EX HOR | Non Dimmed | 2602503001100 | 398
75 | Generic | High Pressure Mercury (Metal Arc) | MP | Low Loss | Non Dimmed | 2700752000100 | 86
100 | Generic | High Pressure Mercury (Metal Arc) | MP | Low Loss | Non Dimmed | 2701002000100 | 115
150 | Generic | High Pressure Mercury (Metal Arc) | MP | Low Loss | Non Dimmed | 2701502000100 | 172
45 | Gewiss UK | Cosmopolis |  | Street [O3] - GW87541 | Non Dimmed | 2800450000100 | 50
45 | Philips Lighting | Cosmopolis | CPO Dali Extreme dimming EB R1.6 100% light output | HID-DV DALI Xt 45 CPO R1.6 (50% Dimmed Circuit Watts) | Single Stage Dimming | 2800453000050 | 50
45 | Philips Lighting | Cosmopolis | CPO Dali Extreme dimming EB R1.6 60% light output | HID-DV DALI Xt 45 CPO R1.6 (68% Circuit Watts) | Single Stage Dimming | 2800453000068 | 50
45 | Philips Lighting | Cosmopolis | CPO Dali Extreme dimming EB R1.6 66% light output | HID-DV DALI Xt 45 CPO R1.6 (74% Circuit Watts) | Single Stage Dimming | 2800453000074 | 50
45 | Philips Lighting | Cosmopolis | CPO Dali Extreme dimming EB R1.6 75% light output | HID-DV DALI Xt 45 CPO R1.6 (80% Circuit Watts) | Single Stage Dimming | 2800453000080 | 50
45 | Philips Lighting | Cosmopolis | CPO Dali Extreme dimming EB R1.6 85% light output | HID-DV DALI Xt 45 CPO R1.6 (88% Circuit Watts) | Single Stage Dimming | 2800453000088 | 50
45 | Philips Lighting | Cosmopolis | CPO Dali Extreme dimming EB R1.6 100% light output | HID-DV DALI Xt 45 CPO R1.6 (Full Circuit Watts) | Non Dimmed | 2800453000100 | 50
45 | Gewiss UK | Cosmopolis |  | Avenue GW87308/87358 | Non Dimmed | 2800453001100 | 50
45 | SELC Ireland | Cosmopolis |  | SmartStar 45W (73% Circuit Watts - 30 to 65 Lumen level) | Single Stage Dimming | 2800453002073 | 55
45 | SELC Ireland | Cosmopolis |  | SmartStar 45W (75% Circuit Watts - 70 Lumen level) | Single Stage Dimming | 2800453002075 | 55
45 | SELC Ireland | Cosmopolis |  | SmartStar 45W (78% Circuit Watts - 75 Lumen level) | Single Stage Dimming | 2800453002078 | 55
45 | SELC Ireland | Cosmopolis |  | SmartStar 45W (82% Circuit Watts - 80 Lumen level) | Single Stage Dimming | 2800453002082 | 55
45 | SELC Ireland | Cosmopolis |  | SmartStar 45W (85% Circuit Watts - 85 Lumen level) | Single Stage Dimming | 2800453002085 | 55
45 | SELC Ireland | Cosmopolis |  | SmartStar 45W (89% Circuit Watts - 90 Lumen level) | Single Stage Dimming | 2800453002089 | 55
45 | SELC Ireland | Cosmopolis |  | SmartStar 45W (96% Circuit Watts - 95 Lumen level) | Single Stage Dimming | 2800453002096 | 55
45 | SELC Ireland | Cosmopolis |  | SmartStar 45W (Full power) | Non Dimmed | 2800453002100 | 55
45 | Vision Illumination | Cosmopolis |  | VIS-FL-MHECT-45-24IP20 | Non Dimmed | 2800453003100 | 44
45 | Philips Lighting | Cosmopolis | CPO Dali Extreme dimming EB R1.6 60% light output | HID-DV DALI Xt 45 CPO R1.6 (68% Reduced Operation) | Non Dimmed | 2800453004100 | 34
45 | Philips Lighting | Cosmopolis | CPO TW | HID-PV 45/S CPO White (76% Dimmed Circuit Watts) | Single Stage Dimming | 2800455000076 | 51
45 | Philips Lighting | Cosmopolis | CPO TW | HID-PV 45/S CPO White | Non Dimmed | 2800455000100 | 51
45 | SELC Ireland | Cosmopolis |  | SELC 8000 45W Smart Ballast (Dimmed 69% Circuit Watts - minimum lux level 60% Lumens) | Single Stage Dimming | 2800455001069 | 49
45 | SELC Ireland | Cosmopolis |  | SELC 8000 45W Smart Ballast (Dimmed 71% Circuit Watts) | Single Stage Dimming | 2800455001071 | 49
45 | SELC Ireland | Cosmopolis |  | SELC 8000 45W Smart Ballast (Dimmed 76% Circuit Watts) | Single Stage Dimming | 2800455001076 | 49
45 | SELC Ireland | Cosmopolis |  | SELC 8000 45W Smart Ballast (Dimmed 80% Circuit Watts) | Single Stage Dimming | 2800455001080 | 49
45 | SELC Ireland | Cosmopolis |  | SELC 8000 45W Smart Ballast (Dimmed 82% Circuit Watts) | Single Stage Dimming | 2800455001082 | 49
45 | SELC Ireland | Cosmopolis |  | SELC 8000 45W Smart Ballast (Dimmed 86% Circuit Watts) | Single Stage Dimming | 2800455001086 | 49
45 | SELC Ireland | Cosmopolis |  | SELC 8000 45W Smart Ballast (Dimmed 90% Circuit Watts) | Single Stage Dimming | 2800455001090 | 49
45 | SELC Ireland | Cosmopolis |  | SELC 8000 45W Smart Ballast (Dimmed 98% Circuit Watts) | Single Stage Dimming | 2800455001098 | 49
45 | SELC Ireland | Cosmopolis |  | SELC 8000 45W Smart Ballast | Non Dimmed | 2800455001100 | 49
45 | Philips Lighting | Cosmopolis | MLSD-Approved | HID-DV DALI Xt 45 CPO R1.6 | Non Dimmed | 2800456000100 | 50
60 | Gewiss UK | Cosmopolis |  | Street [O3] - GW87542 | Non Dimmed | 2800600000100 | 68
60 | Gewiss UK | Cosmopolis |  | Avenue GW87309/87359 | Non Dimmed | 2800603000100 | 68
60 | SELC Ireland | Cosmopolis |  | SmartStar 60W (70% Circuit Watts - 30 to 60 Lumen level) | Single Stage Dimming | 2800603001070 | 66
60 | SELC Ireland | Cosmopolis |  | SmartStar 60W (71% Circuit Watts - 65 Lumen level) | Single Stage Dimming | 2800603001071 | 66
60 | SELC Ireland | Cosmopolis |  | SmartStar 60W (72% Circuit Watts - 70 Lumen level) | Single Stage Dimming | 2800603001072 | 66
60 | SELC Ireland | Cosmopolis |  | SmartStar 60W (77% Circuit Watts - 75 Lumen level) | Single Stage Dimming | 2800603001077 | 66
60 | SELC Ireland | Cosmopolis |  | SmartStar 60W (80% Circuit Watts - 80 Lumen level) | Single Stage Dimming | 2800603001080 | 66
60 | SELC Ireland | Cosmopolis |  | SmartStar 60W (84% Circuit Watts - 85 Lumen level) | Single Stage Dimming | 2800603001084 | 66
60 | SELC Ireland | Cosmopolis |  | SmartStar 60W (88% Dimmed Circuit Watts - 90 Lumen level) | Single Stage Dimming | 2800603001088 | 66
60 | SELC Ireland | Cosmopolis |  | SmartStar 60W (96% Circuit Watts - 95 Lumen level) | Single Stage Dimming | 2800603001096 | 66
60 | SELC Ireland | Cosmopolis |  | SmartStar 60W (Full power) | Non Dimmed | 2800603001100 | 66
60 | Philips Lighting | Cosmopolis | CMO | HID-DV DALI Xt60S CPO-TW (Dimmed to 86% of 74% Reduced Operation Circuit Watts) | Single Stage Dimming | 2800603002086 | 49
60 | Philips Lighting | Cosmopolis | CMO | HID-DV DALI Xt60S CPO-TW (Reduced Operation 74% Circuit Watts) | Non Dimmed | 2800603002100 | 49
60 | Vision Illumination | Cosmopolis |  | VIS-FL-MHECT-60-24IP20 | Non Dimmed | 2800603003100 | 60
60 | CELTronic (Charles Endirect Ltd) | Cosmopolis | CPO | CELtronic 60W Electronic Dimmable Ballast (54% Dimmed Circuit Watts) | Single Stage Dimming | 2800603004054 | 68
60 | CELTronic (Charles Endirect Ltd) | Cosmopolis | CPO | CELtronic 60W Electronic Dimmable Ballast (59% Dimmed Circuit Watts) | Single Stage Dimming | 2800603004059 | 68
60 | CELTronic (Charles Endirect Ltd) | Cosmopolis | CPO | CELtronic 60W Electronic Dimmable Ballast (63% Dimmed Circuit Watts) | Single Stage Dimming | 2800603004063 | 68
60 | CELTronic (Charles Endirect Ltd) | Cosmopolis | CPO | CELtronic 60W Electronic Dimmable Ballast (68% Dimmed Circuit Watts) | Single Stage Dimming | 2800603004068 | 68
60 | CELTronic (Charles Endirect Ltd) | Cosmopolis | CPO | CELtronic 60W Electronic Dimmable Ballast (71% Dimmed Circuit Watts) | Single Stage Dimming | 2800603004071 | 68
60 | CELTronic (Charles Endirect Ltd) | Cosmopolis | CPO | CELtronic 60W Electronic Dimmable Ballast (75% Dimmed Circuit Watts) | Single Stage Dimming | 2800603004075 | 68
60 | CELTronic (Charles Endirect Ltd) | Cosmopolis | CPO | CELtronic 60W Electronic Dimmable Ballast (79% Dimmed Circuit Watts) | Single Stage Dimming | 2800603004079 | 68
60 | CELTronic (Charles Endirect Ltd) | Cosmopolis | CPO | CELtronic 60W Electronic Dimmable Ballast (85% Dimmed Circuit Watts) | Single Stage Dimming | 2800603004085 | 68
60 | CELTronic (Charles Endirect Ltd) | Cosmopolis | CPO | CELtronic 60W Electronic Dimmable Ballast (90% Dimmed Circuit Watts) | Single Stage Dimming | 2800603004090 | 68
60 | CELTronic (Charles Endirect Ltd) | Cosmopolis | CPO | CELtronic 60W Electronic Dimmable Ballast (94% Dimmed Circuit Watts) | Single Stage Dimming | 2800603004094 | 68
60 | CELTronic (Charles Endirect Ltd) | Cosmopolis | CPO | CELtronic 60W Electronic Dimmable Ballast | Non Dimmed | 2800603004100 | 68
60 | Philips Lighting | Cosmopolis | CPO TW | HID-PV 60/S CPO White | Non Dimmed | 2800605000100 | 68
60 | Philips Lighting | Cosmopolis | CPO TW | HID-DV Lumistep Xtreme Gear 60W | Single Stage Dimming | 2800605001075 | 67
60 | Philips Lighting | Cosmopolis | CPO TW | HID-PV Xtreme Gear 60W (76% Dimmed Circuit Watts) | Single Stage Dimming | 2800605001076 | 67
60 | Philips Lighting | Cosmopolis | CPO TW | HID-PV Xtreme Gear 60W | Non Dimmed | 2800605001100 | 67
60 | Philips Lighting | Electronic Ballast | 60W Dali Extreme Electronic Dimming Ballast | HID-DV DALI Xt60S CPO-TW (Dimmed 64% Circuit Watts) | Single Stage Dimming | 2800605002064 | 66
60 | Philips Lighting | Electronic Ballast | 60W Dali Extreme Electronic Dimming Ballast | HID-DV DALI Xt60S CPO-TW (Dimmed 74% Circuit Watts) | Single Stage Dimming | 2800605002074 | 66
60 | Philips Lighting | Electronic Ballast | 60W Dali Extreme Electronic Dimming Ballast | HID-DV DALI Xt60S CPO-TW (Full Circuit Watts) | Non Dimmed | 2800605002100 | 66
60 | Philips Lighting | Cosmopolis |  | 60W Cosmopolis Electronic Extreme DALI Dimming Ballast (51% Dimmed Circuit Watts | Single Stage Dimming | 2800605003051 | 66
60 | Philips Lighting | Cosmopolis | CPO Tw | 60W Cosmopolis Electronic Extreme DALI Dimming Ballast (64% Dimmed Circuit Watts) (50% Light) | Single Stage Dimming | 2800605003064 | 66
60 | Philips Lighting | Cosmopolis |  | 60W Cosmopolis Electronic Extreme DALI Dimming Ballast (Dimmed at 71%) | Single Stage Dimming | 2800605003071 | 66
60 | Philips Lighting | Cosmopolis |  | 60W Cosmopolis Electronic Extreme DALI Dimming Ballast (74% Dimmed Circuit Watts | Single Stage Dimming | 2800605003074 | 66
60 | Philips Lighting | Cosmopolis |  | 60W Cosmopolis Electronic Extreme DALI Dimming Ballast (Dimmed at 83%) | Single Stage Dimming | 2800605003083 | 66
60 | Philips Lighting | Cosmopolis |  | 60W Cosmopolis Electronic Extreme DALI Dimming Ballast (Dimmed at 89%) | Single Stage Dimming | 2800605003089 | 66
60 | Philips Lighting | Cosmopolis |  | 60W Cosmopolis Electronic Extreme DALI Dimming Ballast | Non Dimmed | 2800605003100 | 66
60 | SELC Ireland | Cosmopolis | CPO-TW | SELC 6000 60W Smart Ballast | Non Dimmed | 2800605004100 | 66
60 | May Gurney / Select Innovations | Cosmopolis | CPO-TW | EnLight HID 35-100W Universal Ballast | Non Dimmed | 2800605005100 | 63
60 | SELC Ireland | Cosmopolis |  | SELC 8000 60W Smart Ballast (Dimmed 57% Circuit Watts - minimum lux level 50% Lumens) | Single Stage Dimming | 2800605006057 | 65
60 | SELC Ireland | Cosmopolis |  | SELC 8000 60W Smart Ballast (Dimmed 60% Circuit Watts) | Single Stage Dimming | 2800605006060 | 65
60 | SELC Ireland | Cosmopolis |  | SELC 8000 60W Smart Ballast (Dimmed 65% Circuit Watts) | Single Stage Dimming | 2800605006065 | 65
60 | SELC Ireland | Cosmopolis |  | SELC 8000 60W Smart Ballast (Dimmed 68% Circuit Watts) | Single Stage Dimming | 2800605006068 | 65
60 | SELC Ireland | Cosmopolis |  | SELC 8000 60W Smart Ballast (Dimmed 72% Circuit Watts) | Single Stage Dimming | 2800605006072 | 65
60 | SELC Ireland | Cosmopolis |  | SELC 8000 60W Smart Ballast (Dimmed 77% Circuit Watts) | Single Stage Dimming | 2800605006077 | 65
60 | SELC Ireland | Cosmopolis |  | SELC 8000 60W Smart Ballast (Dimmed 82% Circuit Watts) | Single Stage Dimming | 2800605006082 | 65
60 | SELC Ireland | Cosmopolis |  | SELC 8000 60W Smart Ballast (Dimmed 85% Circuit Watts) | Single Stage Dimming | 2800605006085 | 65
60 | SELC Ireland | Cosmopolis |  | SELC 8000 60W Smart Ballast (Dimmed 89% Circuit Watts) | Single Stage Dimming | 2800605006089 | 65
60 | SELC Ireland | Cosmopolis |  | SELC 8000 60W Smart Ballast (Dimmed 97% Circuit Watts) | Single Stage Dimming | 2800605006097 | 65
60 | SELC Ireland | Cosmopolis |  | SELC 8000 60W Smart Ballast | Non Dimmed | 2800605006100 | 65
60 | Philips Lighting | Cosmopolis | MLSD-Approved | 60W Cosmopolis Electronic Extreme DALI Dimming Ballast | Non Dimmed | 2800606003100 | 66
90 | Philips Lighting | Cosmopolis | CPO-TW | HID-DV LS Xt 90/S CPO-TW 90W Cosmo E.B. with Lumistep (61 % Dimming) | Single Stage Dimming | 2800900000061 | 96
90 | Philips Lighting | Cosmopolis | CPO-TW | HID-DV LS Xt 90/S CPO-TW 90W Cosmo E.B. with Lumistep (76% Dimmed Circuit Watts) | Single Stage Dimming | 2800900000076 | 96
90 | Philips Lighting | Cosmopolis | CPO-TW | HID-DV LS Xt 90/S CPO-TW 90W Cosmo E.B. with Lumistep | Non Dimmed | 2800900000100 | 96
90 | Tyco Electronics UK Ltd | Electronic Ballast |  | LumaWise Cosmo 90W Dimmable Electronic Ballast (Dimmed at 51% Circuit Watts) | Single Stage Dimming | 2800900001051 | 101
90 | Tyco Electronics UK Ltd | Electronic Ballast |  | LumaWise Cosmo 90W Dimmable Electronic Ballast (Dimmed at 63% Circuit Watts) | Single Stage Dimming | 2800900001063 | 101
90 | Tyco Electronics UK Ltd | Electronic Ballast |  | LumaWise Cosmo 90W Dimmable Electronic Ballast | Non Dimmed | 2800900001100 | 101
90 | Gewiss UK | Cosmopolis |  | Street [O3] - GW87543 | Non Dimmed | 2800900002100 | 98
90 | Gewiss UK | Cosmopolis |  | Avenue GW87010/87310/87360 | Non Dimmed | 2800903000100 | 98
90 | SELC Ireland | Cosmopolis |  | SmartStar 90W (39% Circuit Watts - 30 Lumen level) | Single Stage Dimming | 2800903001039 | 97
90 | SELC Ireland | Cosmopolis |  | SmartStar 90W (46% Circuit Watts - 35 to 40 Lumen level) | Single Stage Dimming | 2800903001046 | 97
90 | SELC Ireland | Cosmopolis |  | SmartStar 90W (50% Circuit Watts - 45 Lumen level) | Single Stage Dimming | 2800903001050 | 97
90 | SELC Ireland | Cosmopolis |  | SmartStar 90W (55% Circuit Watts - 50 Lumen level) | Single Stage Dimming | 2800903001055 | 97
90 | SELC Ireland | Cosmopolis |  | SmartStar 90W (60% Circuit Watts - 55 Lumen level) | Single Stage Dimming | 2800903001060 | 97
90 | SELC Ireland | Cosmopolis |  | SmartStar 90W (63% Circuit Watts - 60 Lumen level) | Single Stage Dimming | 2800903001063 | 97
90 | SELC Ireland | Cosmopolis |  | SmartStar 90W (66% Circuit Watts - 65 Lumen level) | Single Stage Dimming | 2800903001066 | 97
90 | SELC Ireland | Cosmopolis |  | SmartStar 90W (73% Circuit Watts - 70 Lumen level) | Single Stage Dimming | 2800903001073 | 97
90 | SELC Ireland | Cosmopolis |  | SmartStar 90W (78% Circuit Watts - 75 Lumen level) | Single Stage Dimming | 2800903001078 | 97
90 | SELC Ireland | Cosmopolis |  | SmartStar 90W (80% Circuit Watts - 80 Lumen level) | Single Stage Dimming | 2800903001080 | 97
90 | SELC Ireland | Cosmopolis |  | SmartStar 90W (85% Circuit Watts - 85 Lumen level) | Single Stage Dimming | 2800903001085 | 97
90 | SELC Ireland | Cosmopolis |  | SmartStar 90W (88% Circuit Watts - 90 Lumen level) | Single Stage Dimming | 2800903001088 | 97
90 | SELC Ireland | Cosmopolis |  | SmartStar 90W (96% Circuit Watts - 95 Lumen level) | Single Stage Dimming | 2800903001096 | 97
90 | SELC Ireland | Cosmopolis |  | SmartStar 90W (Full power) | Non Dimmed | 2800903001100 | 97
90 | Vision Illumination | Cosmopolis |  | VIS-FL-MHECT-90-24IP20 | Non Dimmed | 2800903002100 | 89
90 | CELTronic (Charles Endirect Ltd) | Cosmopolis | CPO | CELtronic 90W Electronic Dimmable Ballast (52% Dimmed Circuit Watts) | Single Stage Dimming | 2800903003052 | 101
90 | CELTronic (Charles Endirect Ltd) | Cosmopolis | CPO | CELtronic 90W Electronic Dimmable Ballast (57% Dimmed Circuit Watts) | Single Stage Dimming | 2800903003057 | 101
90 | CELTronic (Charles Endirect Ltd) | Cosmopolis | CPO | CELtronic 90W Electronic Dimmable Ballast (61% Dimmed Circuit Watts) | Single Stage Dimming | 2800903003061 | 101
90 | CELTronic (Charles Endirect Ltd) | Cosmopolis | CPO | CELtronic 90W Electronic Dimmable Ballast (66% Dimmed Circuit Watts) | Single Stage Dimming | 2800903003066 | 101
90 | CELTronic (Charles Endirect Ltd) | Cosmopolis | CPO | CELtronic 90W Electronic Dimmable Ballast (69% Dimmed Circuit Watts) | Single Stage Dimming | 2800903003069 | 101
90 | CELTronic (Charles Endirect Ltd) | Cosmopolis | CPO | CELtronic 90W Electronic Dimmable Ballast (73% Dimmed Circuit Watts) | Single Stage Dimming | 2800903003073 | 101
90 | CELTronic (Charles Endirect Ltd) | Cosmopolis | CPO | CELtronic 90W Electronic Dimmable Ballast (77% Dimmed Circuit Watts) | Single Stage Dimming | 2800903003077 | 101
90 | CELTronic (Charles Endirect Ltd) | Cosmopolis | CPO | CELtronic 90W Electronic Dimmable Ballast (84% Dimmed Circuit Watts) | Single Stage Dimming | 2800903003084 | 101
90 | CELTronic (Charles Endirect Ltd) | Cosmopolis | CPO | CELtronic 90W Electronic Dimmable Ballast (88% Dimmed Circuit Watts) | Single Stage Dimming | 2800903003088 | 101
90 | CELTronic (Charles Endirect Ltd) | Cosmopolis | CPO | CELtronic 90W Electronic Dimmable Ballast (93% Dimmed Circuit Watts) | Single Stage Dimming | 2800903003093 | 101
90 | CELTronic (Charles Endirect Ltd) | Cosmopolis | CPO | CELtronic 90W Electronic Dimmable Ballast | Non Dimmed | 2800903003100 | 101
90 | Philips Lighting | Cosmopolis | CPO TW | HID-PV 90/S CPO White | Non Dimmed | 2800905000100 | 99
90 | Philips Lighting | Cosmopolis |  | 90W Cosmopolis Electronic Extreme DALI Dimming Ballast (51% Dimmed Circuit Watts) | Single Stage Dimming | 2800905001051 | 98
90 | Philips Lighting | Cosmopolis |  | 90W Cosmopolis Electronic Extreme DALI Dimming Ballast (Dimmed at 63%) | Single Stage Dimming | 2800905001063 | 98
90 | Philips Lighting | Cosmopolis |  | 90W Cosmopolis Electronic Extreme DALI Dimming Ballast (Dimmed at 72%) | Single Stage Dimming | 2800905001072 | 98
90 | Philips Lighting | Cosmopolis |  | 90W Cosmopolis Electronic Extreme DALI Dimming Ballast (Dimmed at 74%) | Single Stage Dimming | 2800905001074 | 98
90 | Philips Lighting | Cosmopolis |  | 90W Cosmopolis Electronic Extreme DALI Dimming Ballast (Dimmed at 82%) | Single Stage Dimming | 2800905001082 | 98
90 | Philips Lighting | Cosmopolis |  | 90W Cosmopolis Electronic Extreme DALI Dimming Ballast (Dimmed at 89%) | Single Stage Dimming | 2800905001089 | 98
90 | Philips Lighting | Cosmopolis |  | 90W Cosmopolis Electronic Extreme DALI Dimming Ballast | Non Dimmed | 2800905001100 | 98
90 | SELC Ireland | Cosmopolis |  | SELC 8000 90W Smart Ballast (Dimmed 38% Circuit Watts) | Single Stage Dimming | 2800905002038 | 99
90 | SELC Ireland | Cosmopolis |  | SELC 8000 90W Smart Ballast (Dimmed 41% Circuit Watts) | Single Stage Dimming | 2800905002041 | 99
90 | SELC Ireland | Cosmopolis |  | SELC 8000 90W Smart Ballast (Dimmed 45% Circuit Watts) | Single Stage Dimming | 2800905002045 | 99
90 | SELC Ireland | Cosmopolis |  | SELC 8000 90W Smart Ballast (Dimmed 49% Circuit Watts) | Single Stage Dimming | 2800905002049 | 99
90 | SELC Ireland | Cosmopolis |  | SELC 8000 90W Smart Ballast (Dimmed 57% Circuit Watts) | Single Stage Dimming | 2800905002057 | 99
90 | SELC Ireland | Cosmopolis |  | SELC 8000 90W Smart Ballast (Dimmed 60% Circuit Watts) | Single Stage Dimming | 2800905002060 | 99
90 | SELC Ireland | Cosmopolis |  | SELC 8000 90W Smart Ballast (Dimmed 65% Circuit Watts) | Single Stage Dimming | 2800905002065 | 99
90 | SELC Ireland | Cosmopolis |  | SELC 8000 90W Smart Ballast (Dimmed 69% Circuit Watts) | Single Stage Dimming | 2800905002069 | 99
90 | SELC Ireland | Cosmopolis |  | SELC 8000 90W Smart Ballast (Dimmed 75% Circuit Watts) | Single Stage Dimming | 2800905002075 | 99
90 | SELC Ireland | Cosmopolis |  | SELC 8000 90W Smart Ballast (Dimmed 79% Circuit Watts) | Single Stage Dimming | 2800905002079 | 99
90 | SELC Ireland | Cosmopolis |  | SELC 8000 90W Smart Ballast (Dimmed 83% Circuit Watts) | Single Stage Dimming | 2800905002083 | 99
90 | SELC Ireland | Cosmopolis |  | SELC 8000 90W Smart Ballast (Dimmed 86% Circuit Watts) | Single Stage Dimming | 2800905002086 | 99
90 | SELC Ireland | Cosmopolis |  | SELC 8000 90W Smart Ballast (Dimmed 89% Circuit Watts) | Single Stage Dimming | 2800905002089 | 99
90 | SELC Ireland | Cosmopolis |  | SELC 8000 90W Smart Ballast (Dimmed 97% Circuit Watts) | Single Stage Dimming | 2800905002097 | 99
90 | SELC Ireland | Cosmopolis |  | SELC 8000 90W Smart Ballast | Non Dimmed | 2800905002100 | 99
90 | Philips Lighting | Cosmopolis | MLSD-Approved | HID-DV LS Xt 90/S CPO-TW 90W Cosmo E.B. with Lumistep | Non Dimmed | 2800906000100 | 96
90 | Philips Lighting | Cosmopolis | MLSD-Approved | 90W Cosmopolis Electronic Extreme DALI Dimming Ballast | Non Dimmed | 2800906001100 | 98
140 | Philips Lighting | Cosmopolis | CPO-TW | HID-DV LS Xt 140/S CPO-TW 140W Cosmo E.B. with Lumistep (60 % Dimming) | Single Stage Dimming | 2801400000060 | 149
140 | Philips Lighting | Cosmopolis | CPO-TW | HID-DV LS Xt 140/S CPO-TW 140W Cosmo E.B. with Lumistep | Non Dimmed | 2801400000100 | 149
140 | Tyco Electronics UK Ltd | Electronic Ballast |  | LumaWise Cosmo 140W Dimmable Electronic Ballast (Dimmed at 40% Circuit Watts) | Single Stage Dimming | 2801400002040 | 156
140 | Tyco Electronics UK Ltd | Electronic Ballast |  | LumaWise Cosmo 140W Dimmable Electronic Ballast (Dimmed at 62% Circuit Watts) | Single Stage Dimming | 2801400002062 | 156
140 | Tyco Electronics UK Ltd | Electronic Ballast |  | LumaWise Cosmo 140W Dimmable Electronic Ballast | Non Dimmed | 2801400002100 | 156
140 | Gewiss UK | Cosmopolis |  | Avenue GW87311/87361 | Non Dimmed | 2801403000100 | 151
140 | SELC Ireland | Cosmopolis |  | SmartStar 140W (39% Circuit Watts - 30 Lumen level) | Single Stage Dimming | 2801403001039 | 149
140 | SELC Ireland | Cosmopolis |  | SmartStar 140W (42% Circuit Watts - 35 Lumen level) | Single Stage Dimming | 2801403001042 | 149
140 | SELC Ireland | Cosmopolis |  | SmartStar 140W (46% Circuit Watts - 40 Lumen level) | Single Stage Dimming | 2801403001046 | 149
140 | SELC Ireland | Cosmopolis |  | SmartStar 140W (50% Circuit Watts - 45 Lumen level) | Single Stage Dimming | 2801403001050 | 149
140 | SELC Ireland | Cosmopolis |  | SmartStar 140W (55% Circuit Watts - 50 Lumen level) | Single Stage Dimming | 2801403001055 | 149
140 | SELC Ireland | Cosmopolis |  | SmartStar 140W (60% Circuit Watts - 55 Lumen level) | Single Stage Dimming | 2801403001060 | 149
140 | SELC Ireland | Cosmopolis |  | SmartStar 140W (63% Circuit Watts - 60 Lumen level) | Single Stage Dimming | 2801403001063 | 149
140 | SELC Ireland | Cosmopolis |  | SmartStar 140W (66% Circuit Watts - 65 Lumen level) | Single Stage Dimming | 2801403001066 | 149
140 | SELC Ireland | Cosmopolis |  | SmartStar 140W (73% Circuit Watts - 70 Lumen level) | Single Stage Dimming | 2801403001073 | 149
140 | SELC Ireland | Cosmopolis |  | SmartStar 140W (76% Circuit Watts - 75 Lumen level) | Single Stage Dimming | 2801403001076 | 149
140 | SELC Ireland | Cosmopolis |  | SmartStar 140W (80% Circuit Watts - 80 Lumen level) | Single Stage Dimming | 2801403001080 | 149
140 | SELC Ireland | Cosmopolis |  | SmartStar 140W (84% Circuit Watts - 85 Lumen level) | Single Stage Dimming | 2801403001084 | 149
140 | SELC Ireland | Cosmopolis |  | SmartStar 140W (89% Circuit Watts - 90 Lumen level) | Single Stage Dimming | 2801403001089 | 149
140 | SELC Ireland | Cosmopolis |  | SmartStar 140W (97% Circuit Watts - 95 Lumen level) | Single Stage Dimming | 2801403001097 | 149
140 | SELC Ireland | Cosmopolis |  | SmartStar 140W (Full power) | Non Dimmed | 2801403001100 | 149
140 | Vision Illumination | Cosmopolis |  | VIS-FL-MHECT-140-24IP20 | Non Dimmed | 2801403002100 | 138
140 | CELTronic (Charles Endirect Ltd) | Cosmopolis | CPO | CELtronic 140W Electronic Dimmable Ballast (52% Dimmed Circuit Watts) | Single Stage Dimming | 2801403003052 | 155
140 | CELTronic (Charles Endirect Ltd) | Cosmopolis | CPO | CELtronic 140W Electronic Dimmable Ballast (57% Dimmed Circuit Watts) | Single Stage Dimming | 2801403003057 | 155
140 | CELTronic (Charles Endirect Ltd) | Cosmopolis | CPO | CELtronic 140W Electronic Dimmable Ballast (61% Dimmed Circuit Watts) | Single Stage Dimming | 2801403003061 | 155
140 | CELTronic (Charles Endirect Ltd) | Cosmopolis | CPO | CELtronic 140W Electronic Dimmable Ballast (65% Dimmed Circuit Watts) | Single Stage Dimming | 2801403003065 | 155
140 | CELTronic (Charles Endirect Ltd) | Cosmopolis | CPO | CELtronic 140W Electronic Dimmable Ballast (68% Dimmed Circuit Watts) | Single Stage Dimming | 2801403003068 | 155
140 | CELTronic (Charles Endirect Ltd) | Cosmopolis | CPO | CELtronic 140W Electronic Dimmable Ballast (74% Dimmed Circuit Watts) | Single Stage Dimming | 2801403003074 | 155
140 | CELTronic (Charles Endirect Ltd) | Cosmopolis | CPO | CELtronic 140W Electronic Dimmable Ballast (78% Dimmed Circuit Watts) | Single Stage Dimming | 2801403003078 | 155
140 | CELTronic (Charles Endirect Ltd) | Cosmopolis | CPO | CELtronic 140W Electronic Dimmable Ballast (85% Dimmed Circuit Watts) | Single Stage Dimming | 2801403003085 | 155
140 | CELTronic (Charles Endirect Ltd) | Cosmopolis | CPO | CELtronic 140W Electronic Dimmable Ballast (89% Dimmed Circuit Watts) | Single Stage Dimming | 2801403003089 | 155
140 | CELTronic (Charles Endirect Ltd) | Cosmopolis | CPO | CELtronic 140W Electronic Dimmable Ballast (94% Dimmed Circuit Watts) | Single Stage Dimming | 2801403003094 | 155
140 | CELTronic (Charles Endirect Ltd) | Cosmopolis | CPO | CELtronic 140W Electronic Dimmable Ballast | Non Dimmed | 2801403003100 | 155
140 | Philips Lighting | Cosmopolis | CPO TW | HID-PV 140/S CPO White | Non Dimmed | 2801405000100 | 157
140 | Philips Lighting | Cosmopolis |  | 140W Cosmopolis Electronic Extreme DALI Dimming Ballast (51% Dimmed Circuit Watts) | Single Stage Dimming | 2801405001051 | 153
140 | Philips Lighting | Cosmopolis |  | 140W Cosmopolis Electronic Extreme DALI Dimming Ballast (Dimmed at 61%) | Single Stage Dimming | 2801405001061 | 153
140 | Philips Lighting | Cosmopolis |  | 140W Cosmopolis Electronic Extreme DALI Dimming Ballast (Dimmed at 69%) | Single Stage Dimming | 2801405001069 | 153
140 | Philips Lighting | Cosmopolis |  | 140W Cosmopolis Electronic Extreme DALI Dimming Ballast (Dimmed at 73%) | Single Stage Dimming | 2801405001073 | 153
140 | Philips Lighting | Cosmopolis |  | 140W Cosmopolis Electronic Extreme DALI Dimming Ballast (75% Dimmed Circuit Watts) | Single Stage Dimming | 2801405001075 | 153
140 | Philips Lighting | Cosmopolis |  | 140W Cosmopolis Electronic Extreme DALI Dimming Ballast (Dimmed at 81%) | Single Stage Dimming | 2801405001081 | 153
140 | Philips Lighting | Cosmopolis |  | 140W Cosmopolis Electronic Extreme DALI Dimming Ballast (Dimmed at 88%) | Single Stage Dimming | 2801405001088 | 153
140 | Philips Lighting | Cosmopolis |  | 140W Cosmopolis Electronic Extreme DALI Dimming Ballast | Non Dimmed | 2801405001100 | 153
140 | SELC Ireland | Cosmopolis |  | SELC 8000 140W Smart Ballast (Dimmed 50% Circuit Watts - minimum lux level 45% Lumens) | Single Stage Dimming | 2801405002050 | 157
140 | SELC Ireland | Cosmopolis |  | SELC 8000 140W Smart Ballast (Dimmed 54% Circuit Watts) | Single Stage Dimming | 2801405002054 | 157
140 | SELC Ireland | Cosmopolis |  | SELC 8000 140W Smart Ballast (Dimmed 58% Circuit Watts) | Single Stage Dimming | 2801405002058 | 157
140 | SELC Ireland | Cosmopolis |  | SELC 8000 140W Smart Ballast (Dimmed 62% Circuit Watts) | Single Stage Dimming | 2801405002062 | 157
140 | SELC Ireland | Cosmopolis |  | SELC 8000 140W Smart Ballast (Dimmed 66% Circuit Watts) | Single Stage Dimming | 2801405002066 | 157
140 | SELC Ireland | Cosmopolis |  | SELC 8000 140W Smart Ballast (Dimmed 72% Circuit Watts) | Single Stage Dimming | 2801405002072 | 157
140 | SELC Ireland | Cosmopolis |  | SELC 8000 140W Smart Ballast (Dimmed 75% Circuit Watts) | Single Stage Dimming | 2801405002075 | 157
140 | SELC Ireland | Cosmopolis |  | SELC 8000 140W Smart Ballast (Dimmed 79% Circuit Watts) | Single Stage Dimming | 2801405002079 | 157
140 | SELC Ireland | Cosmopolis |  | SELC 8000 140W Smart Ballast (Dimmed 83% Circuit Watts) | Single Stage Dimming | 2801405002083 | 157
140 | SELC Ireland | Cosmopolis |  | SELC 8000 140W Smart Ballast (Dimmed 87% Circuit Watts) | Single Stage Dimming | 2801405002087 | 157
140 | SELC Ireland | Cosmopolis |  | SELC 8000 140W Smart Ballast (Dimmed 96% Circuit Watts) | Single Stage Dimming | 2801405002096 | 157
140 | SELC Ireland | Cosmopolis |  | SELC 8000 140W Smart Ballast | Non Dimmed | 2801405002100 | 157
140 | Philips Lighting | Cosmopolis | MLSD-Approved | HID-DV LS Xt 140/S CPO-TW 140W Cosmo E.B. with Lumistep | Non Dimmed | 2801406000100 | 149
140 | Philips Lighting | Cosmopolis | MLSD-Approved | 140W Cosmopolis Electronic Extreme DALI Dimming Ballast | Non Dimmed | 2801406001100 | 153
4 | Generic | Low Pressure Mercury (Fluorescent Tube) - Single Lamp | MCF/U TLD | Standard | Non Dimmed | 3100041000100 | 10
6 | Generic | Low Pressure Mercury (Fluorescent Tube) - Single Lamp | MCF/U TLD | Standard | Non Dimmed | 3100061000100 | 12
8 | Generic | Low Pressure Mercury (Fluorescent Tube) - Single Lamp | MCF/U TLD | Standard | Non Dimmed | 3100081000100 | 14
11 | Simmonsigns | Low Pressure Mercury (Fluorescent Tube) - Single Lamp | 24Vac 1 X PL11 watt Light Unit | 11 Watt PL Fluorescent | Non Dimmed | 3100113000100 | 15
13 | Generic | Low Pressure Mercury (Fluorescent Tube) - Single Lamp | MCF/U TLD | Standard | Non Dimmed | 3100131000100 | 18
15 | Generic | Low Pressure Mercury (Fluorescent Tube) - Single Lamp | MCF/U TLD | Standard | Non Dimmed | 3100151000100 | 25
16 | Generic | Low Pressure Mercury (Fluorescent Tube) - Single Lamp | TLDHF | High Frequency Electronic | Non Dimmed | 3100163000100 | 19
18 | Generic | Low Pressure Mercury (Fluorescent Tube) - Single Lamp | MCF/U TLD | Standard | Non Dimmed | 3100181000100 | 29
18 | Generic | Low Pressure Mercury (Fluorescent Tube) - Single Lamp | TLDHF | High Frequency Electronic | Non Dimmed | 3100183000100 | 19
20 | Generic | Low Pressure Mercury (Fluorescent Tube) - Single Lamp | MCF/U TLD | Standard | Non Dimmed | 3100201000100 | 31
28 | DesignPlan Lighting | Low Pressure Mercury (Fluorescent Tube) - Single Lamp | 1x28W T5 Surface Luminaire | D333/128T5B Parkalux 1x28W T5 surface luminaire | Non Dimmed | 3100283000100 | 30
28 | ASD Lighting | Low Pressure Mercury (Fluorescent Tube) - Single Lamp |  | Surface Mounted HF Luminaires (28W) | Non Dimmed | 3100283001100 | 27
28 | ASD Lighting | Low Pressure Mercury (Fluorescent Tube) - Single Lamp |  | Surface Mounted HF Maintained Self-Contained Emergency Luminaires (28W) | Non Dimmed | 3100283002100 | 26
30 | Generic | Low Pressure Mercury (Fluorescent Tube) - Single Lamp | MCF/U TLD | Standard | Non Dimmed | 3100301000100 | 40
32 | Generic | Low Pressure Mercury (Fluorescent Tube) - Single Lamp | TLDHF | High Frequency Electronic | Non Dimmed | 3100323000100 | 36
36 | Generic | Low Pressure Mercury (Fluorescent Tube) - Single Lamp | MCF/U TLD | Standard | Non Dimmed | 3100361000100 | 47
36 | JC Decaux | Low Pressure Mercury (Fluorescent Tube) - Single Lamp | 4' T8 Tube | Helvar ballast L36A-K240V 1x36W | Non Dimmed | 3100361001100 | 42
36 | Generic | Low Pressure Mercury (Fluorescent Tube) - Single Lamp | TLDHF | High Frequency Electronic | Non Dimmed | 3100363000100 | 36
36 | JC Decaux | Low Pressure Mercury (Fluorescent Tube) - Single Lamp | 4' T8 Tube | Arlen ballast HF136E 1x36W | Non Dimmed | 3100363001100 | 36
40 | Generic | Low Pressure Mercury (Fluorescent Tube) - Single Lamp | MCF/U TLD | Standard | Non Dimmed | 3100401000100 | 50
49 | DesignPlan Lighting | Low Pressure Mercury (Fluorescent Tube) - Single Lamp | T5 Surface Weather & Vandal Resistant Flourescent Luminaire | Tuscan D850 1x49W | Non Dimmed | 3100491000100 | 52
50 | Generic | Low Pressure Mercury (Fluorescent Tube) - Single Lamp | TLDHF | High Frequency Electronic | Non Dimmed | 3100503000100 | 56
51 | JC Decaux | Low Pressure Mercury (Fluorescent Tube) - Single Lamp | 5' Signette Long Life Tube | Helvar ballast L58A K-240 1x51W | Non Dimmed | 3100511000100 | 60
51 | JC Decaux | Low Pressure Mercury (Fluorescent Tube) - Single Lamp | 5' T8 Tube | Helvar ballast L58A K-240 1x51W | Non Dimmed | 3100511001100 | 57
51 | JC Decaux | Low Pressure Mercury (Fluorescent Tube) - Single Lamp | 5' Signette Long Life Tube | Arlen ballast HF158E 1x51W | Non Dimmed | 3100513000100 | 50
51 | JC Decaux | Low Pressure Mercury (Fluorescent Tube) - Single Lamp | 5' T8 Tube | Arlen ballast HF158E 1x51W | Non Dimmed | 3100513001100 | 40
58 | Generic | Low Pressure Mercury (Fluorescent Tube) - Single Lamp | MCF/U TLD | Standard | Non Dimmed | 3100581000100 | 71
58 | JC Decaux | Low Pressure Mercury (Fluorescent Tube) - Single Lamp | 5' Signette Long Life Tube | Helvar ballast L58A K-240 1x58W | Non Dimmed | 3100581001100 | 65
58 | JC Decaux | Low Pressure Mercury (Fluorescent Tube) - Single Lamp | 5' T8 Tube | Helvar ballast L58A K-240 1x58W | Non Dimmed | 3100581002100 | 64
58 | Generic | Low Pressure Mercury (Fluorescent Tube) - Single Lamp | TLDHF | High Frequency Electronic | Non Dimmed | 3100583000100 | 58
58 | JC Decaux | Low Pressure Mercury (Fluorescent Tube) - Single Lamp | 5' Signette Long Life Tube | Arlen ballast HF158E 1x58W | Non Dimmed | 3100583001100 | 52
58 | JC Decaux | Low Pressure Mercury (Fluorescent Tube) - Single Lamp | 5' T8 Tube | Arlen ballast HF158E 1x58W | Non Dimmed | 3100583002100 | 50
65 | Generic | Low Pressure Mercury (Fluorescent Tube) - Single Lamp | MCF/U TLD | Standard | Non Dimmed | 3100651000100 | 79
70 | Generic | Low Pressure Mercury (Fluorescent Tube) - Single Lamp | MCF/U TLD | Standard | Non Dimmed | 3100701000100 | 83
70 | Generic | Low Pressure Mercury (Fluorescent Tube) - Single Lamp | TLDHF | High Frequency Electronic | Non Dimmed | 3100703000100 | 70
75 | Generic | Low Pressure Mercury (Fluorescent Tube) - Single Lamp | MCF/U TLD | Standard | Non Dimmed | 3100751000100 | 92
85 | Generic | Low Pressure Mercury (Fluorescent Tube) - Single Lamp | MCF/U TLD | Standard | Non Dimmed | 3100851000100 | 102
100 | Generic | Low Pressure Mercury (Fluorescent Tube) - Single Lamp | MCF/U TLD | Standard | Non Dimmed | 3101001000100 | 114
125 | Generic | Low Pressure Mercury (Fluorescent Tube) - Single Lamp | MCF/U TLD | Standard | Non Dimmed | 3101251000100 | 139
4 | Generic | Low Pressure Mercury (Fluorescent Tube) - Twin Lamps | MCF/U | Standard | Non Dimmed | 3200041000100 | 14
6 | Generic | Low Pressure Mercury (Fluorescent Tube) - Twin Lamps | MCF/U | Standard | Non Dimmed | 3200061000100 | 18
8 | Generic | Low Pressure Mercury (Fluorescent Tube) - Twin Lamps | MCF/U | Standard | Non Dimmed | 3200081000100 | 20
13 | Generic | Low Pressure Mercury (Fluorescent Tube) - Twin Lamps | MCF/U | Standard | Non Dimmed | 3200131000100 | 34
15 | Generic | Low Pressure Mercury (Fluorescent Tube) - Twin Lamps | MCF/U | Standard | Non Dimmed | 3200151000100 | 40
18 | Generic | Low Pressure Mercury (Fluorescent Tube) - Twin Lamps | MCF/U | Standard | Non Dimmed | 3200181000100 | 47
20 | Generic | Low Pressure Mercury (Fluorescent Tube) - Twin Lamps | MCF/U | Standard | Non Dimmed | 3200201000100 | 50
36 | Simmonsigns | Low Pressure Mercury (Fluorescent Tube) - Twin Lamps | Fluorescent Subway Lighting Unit | Safe-way Urban Lightning System | Non Dimmed | 3200363000100 | 33
40 | Simmonsigns | Low Pressure Mercury (Fluorescent Tube) - Twin Lamps | Fluorescent Subway Lighting Unit | Safe-way Urban Lightning System | Non Dimmed | 3200403000100 | 43
48 | Simmonsigns | Low Pressure Mercury (Fluorescent Tube) - Twin Lamps | Fluorescent Subway Lighting Unit, 2X24W | Safe-way Urban Lightning System | Non Dimmed | 3200483000100 | 46
51 | JC Decaux | Low Pressure Mercury (Fluorescent Tube) - Twin Lamps | 5' Signette Long Life Tubes | Arlen ballast HF251E 2x51W | Non Dimmed | 3200513000100 | 98
51 | JC Decaux | Low Pressure Mercury (Fluorescent Tube) - Twin Lamps | 5' T8 Tubes | Arlen ballast HF251E 2x51W | Non Dimmed | 3200513001100 | 69
55 | Simmonsigns | Low Pressure Mercury (Fluorescent Tube) - Twin Lamps | Fluorescent Subway Lighting Unit | Safe-way Urban Lightning System | Non Dimmed | 3200553000100 | 60
58 | JC Decaux | Low Pressure Mercury (Fluorescent Tube) - Twin Lamps | 5' Signette Long Life Tubes | Arlen ballast HF258E 2x58W | Non Dimmed | 3200583000100 | 102
58 | JC Decaux | Low Pressure Mercury (Fluorescent Tube) - Twin Lamps | 5' T8 Tubes | Arlen ballast HF258E 2x58W | Non Dimmed | 3200583002100 | 98
5 | Generic | Low Pressure Mercury (Compact) - Single Lamp | PL-S | Compact Standard | Non Dimmed | 3300050000100 | 11
5 | Generic | Low Pressure Mercury (Compact) - Single Lamp | PL-S | High Frequency Electronic | Non Dimmed | 3300053000100 | 11
7 | Generic | Low Pressure Mercury (Compact) - Single Lamp | PL-S | Compact Standard | Non Dimmed | 3300070000100 | 12
7 | Generic | Low Pressure Mercury (Compact) - Single Lamp | Compact Standard Gear (Single Lamp Circuit)-2Pin (PL-S) |  | Non Dimmed | 3300071000100 | 14
7 | Generic | Low Pressure Mercury (Compact) - Single Lamp | 7 watt PL-S H/F single lamp circuit | High Frequency Electronic | Non Dimmed | 3300073000100 | 14
9 | Generic | Low Pressure Mercury (Compact) - Single Lamp | PL-S | Compact Standard | Non Dimmed | 3300090000100 | 13
9 | Generic | Low Pressure Mercury (Compact) - Single Lamp | Compact Standard Gear (Single Lamp Circuit)-2Pin (PL-S) |  | Non Dimmed | 3300091000100 | 11
9 | Generic | Low Pressure Mercury (Compact) - Single Lamp | Low Pressure Mercury - 4 Pin | Compact High / High Frequency Electronic | Non Dimmed | 3300093000100 | 10
11 | Generic | Low Pressure Mercury (Compact) - Single Lamp | Low Pressure Mercury - 2 Pin | Compact Standard | Non Dimmed | 3300110000100 | 16
11 | Generic | Low Pressure Mercury (Compact) - Single Lamp | 11 watt PL-S H/F single lamp circuit | High Frequency Electronic | Non Dimmed | 3300113000100 | 18
11 | Simmonsigns | Low Pressure Mercury (Compact) - Single Lamp | 11 watt compact fluorescent lamp with high frequency electronic ballast | 1 x 11 watt PL-S/E compact fluorescent lamp with high frequency electronic ballast | Non Dimmed | 3300113001100 | 12
11 | Generic | Low Pressure Mercury (Compact) - Single Lamp | 11 watt PL-S H/F single lamp circuit (24 volt) | High Frequency Electronic (24 volt) | Non Dimmed | 3300116000100 | 20
18 | Generic | Low Pressure Mercury (Compact) - Single Lamp | Compact Integral Standard Gear (SL) |  | Non Dimmed | 3300180000100 | 28
18 | Generic | Low Pressure Mercury (Compact) - Single Lamp | PL-L / PL-S lamp | Compact Standard | Non Dimmed | 3300181000100 | 26
18 | Simmonsigns | Low Pressure Mercury (Compact) - Single Lamp | PL-L / PL-S lamp | 24W LUBMKT Type B Sign Light | Non Dimmed | 3300181001100 | 26
18 | Generic | Low Pressure Mercury (Compact) - Single Lamp | 18 watt PL-L H/F single lamp circuit | High Frequency Electronic | Non Dimmed | 3300183000100 | 27
18 | Harvard Engineering | Low Pressure Mercury (Compact) - Single Lamp | Compact fluorescent lamp with high frequency electronic ballast | 18W PL-L fluorescent electronic dimming ballast - CDX18-240-CC-WM CDX18-240-CC-SN3 CDX18-240-CC-SN1 - 61% Circuit Watts (50% lumen) | Single Stage Dimming | 3300183001061 | 18
18 | Harvard Engineering | Low Pressure Mercury (Compact) - Single Lamp | Compact fluorescent lamp with high frequency electronic ballast | 18W PL-L fluorescent electronic dimming ballast - CDX18-240-CC-WM CDX18-240-CC-SN3 CDX18-240-CC-SN1 - 78% Circuit Watts (75% lumen) | Single Stage Dimming | 3300183001078 | 18
18 | Harvard Engineering | Low Pressure Mercury (Compact) - Single Lamp | Compact fluorescent lamp with high frequency electronic ballast | 18W PL-L fluorescent electronic dimming ballast -CDX18-240-CC-WMCDX18-240-CC-SN3 CDX18-240-CC-SN1 - 100% | Non Dimmed | 3300183001100 | 18
24 | Generic | Low Pressure Mercury (Compact) - Single Lamp | PL-L | 24 watt PL-L S/G single lamp circuit | Non Dimmed | 3300241000100 | 33
24 | Generic | Low Pressure Mercury (Compact) - Single Lamp | PL-L | Compact High Frequency Electronic | Non Dimmed | 3300243000100 | 25
24 | Philips Lighting | Low Pressure Mercury (Compact) - Single Lamp | PL-L | 24W Master PL-L Polar HF-R 1-10V Electronic Dimming Ballast (67% Dimmed Circuit Watts - 60% light output) | Single Stage Dimming | 3300243001067 | 27
24 | Philips Lighting | Low Pressure Mercury (Compact) - Single Lamp | PL-L | 24W Master PL-L Polar HF-R 1-10V Electronic Dimming Ballast | Non Dimmed | 3300243001100 | 27
24 | Philips Lighting | Low Pressure Mercury (Compact) - Single Lamp | PL-L | 24W Master PL-L Polar HF-R 1-10V Electronic Dimming Ballast and Dyna dimmer controller (71% Dimmed Circuit Watts - 60% light outptut) | Single Stage Dimming | 3300243002071 | 28
24 | Philips Lighting | Low Pressure Mercury (Compact) - Single Lamp | PL-L | 24W Master PL-L Polar HF-R 1-10V Electronic Dimming Ballast and Dyna dimmer controller | Non Dimmed | 3300243002100 | 28
36 | Generic | Low Pressure Mercury (Compact) - Single Lamp | Low Pressure Mercury - 4 Pin | Compact Standard | Non Dimmed | 3300361000100 | 44
36 | Generic | Low Pressure Mercury (Compact) - Single Lamp | Low Pressure Mercury - 4 Pin | Compact High Frequency Electronic | Non Dimmed | 3300363000100 | 36
36 | Philips Lighting | Low Pressure Mercury (Compact) - Single Lamp | PL-L | 36W PL-L Fluorescent Electronic 1-10 Dimming Ballast & DynaDimmer (Dimmed at 27%) | Single Stage Dimming | 3300363001027 | 37
36 | Philips Lighting | Low Pressure Mercury (Compact) - Single Lamp | PL-L | 36W PL-L Fluorescent Electronic 1-10 Dimming Ballast & DynaDimmer (Dimmed at 59%) | Single Stage Dimming | 3300363001059 | 37
36 | Philips Lighting | Low Pressure Mercury (Compact) - Single Lamp | PL-L | 36W PL-L Fluorescent Electronic 1-10 Dimming Ballast & DynaDimmer | Non Dimmed | 3300363001100 | 37
36 | Harvard Engineering | Low Pressure Mercury (Compact) - Single Lamp | Compact fluorescent lamp with high frequency electronic ballast | 36W PL-L fluorescent electronic dimming ballast -CDX36-240-CC-WM CDX36-240-CC-SN3 CDX36-240-CC-SN1 - 58% Circuit Watts (50% lumen) | Single Stage Dimming | 3300363002058 | 33
36 | Harvard Engineering | Low Pressure Mercury (Compact) - Single Lamp | Compact fluorescent lamp with high frequency electronic ballast | 36W PL-L fluorescent electronic dimming ballast - CDX36-240-CC-WM CDX36-240-CC-SN3 CDX36-240-CC-SN1 - 88% Circuit Watts (75% lumen) | Single Stage Dimming | 3300363002088 | 33
36 | Harvard Engineering | Low Pressure Mercury (Compact) - Single Lamp | Compact fluorescent lamp with high frequency electronic ballast | 36W PL-L fluorescent electronic dimming ballast - CDX36-240-CC-WMCDX36-240-CC-SN3 CDX36-240-CC-SN1 - 100% | Non Dimmed | 3300363002100 | 33
36 | Philips Lighting | Low Pressure Mercury (Compact) - Single Lamp | Low Pressure Mercury PL-L, HF-R Dali Dimming EB | HF-R TD 136PL-L (37% Circuit Watts) | Single Stage Dimming | 3300363003037 | 38
36 | Philips Lighting | Low Pressure Mercury (Compact) - Single Lamp | Low Pressure Mercury PL-L, HF-R Dali Dimming EB | HF-R TD 136PL-L (53% Circuit Watts) | Single Stage Dimming | 3300363003053 | 38
36 | Philips Lighting | Low Pressure Mercury (Compact) - Single Lamp | Low Pressure Mercury PL-L, HF-R Dali Dimming EB | HF-R TD 136PL-L (61% Circuit Watts) | Single Stage Dimming | 3300363003061 | 38
36 | Philips Lighting | Low Pressure Mercury (Compact) - Single Lamp | Low Pressure Mercury PL-L, HF-R Dali Dimming EB | HF-R TD 136PL-L (68% Circuit Watts) | Single Stage Dimming | 3300363003068 | 38
36 | Philips Lighting | Low Pressure Mercury (Compact) - Single Lamp | Low Pressure Mercury PL-L, HF-R Dali Dimming EB | HF-R TD 136PL-L (74% Circuit Watts) | Single Stage Dimming | 3300363003074 | 38
36 | Philips Lighting | Low Pressure Mercury (Compact) - Single Lamp | Low Pressure Mercury PL-L, HF-R Dali Dimming EB | HF-R TD 136PL-L (79% Circuit Watts) | Single Stage Dimming | 3300363003079 | 38
36 | Philips Lighting | Low Pressure Mercury (Compact) - Single Lamp | Low Pressure Mercury PL-L, HF-R Dali Dimming EB | HF-R TD 136PL-L (89% Circuit Watts) | Single Stage Dimming | 3300363003089 | 38
36 | Philips Lighting | Low Pressure Mercury (Compact) - Single Lamp | Low Pressure Mercury PL-L, HF-R Dali Dimming EB | HF-R TD 136PL-L | Non Dimmed | 3300363003100 | 38
36 | Harvard Engineering | Low Pressure Mercury (Compact) - Single Lamp | PL-L | 36W PL-L fluorescent electronic dimming ballast CDX36-240 - 79% Circuit Watts (70% lumen) | Single Stage Dimming | 3300363004079 | 33
36 | Harvard Engineering | Low Pressure Mercury (Compact) - Single Lamp | PL-L | 36W PL-L fluorescent electronic dimming ballast CDX36-240 | Non Dimmed | 3300363004100 | 33
38 | Simmonsigns | Low Pressure Mercury (Compact) - Single Lamp | Sign Light / Low Pressure Mercury, PL-L / PL-S lamp | Compact Standard / Simmonsigns - 36W LUBMKT Type B Sign Light | Non Dimmed | 3300381000100 | 46
40 | Generic | Low Pressure Mercury (Compact) - Single Lamp | Low Pressure Mercury - 4 Pin | Compact High Frequency Electronic | Non Dimmed | 3300403000100 | 45
40 | Philips Lighting | Low Pressure Mercury (Compact) - Single Lamp | PL-L | 40W Master PL-L Polar HF-R 1-10V/ Dali Electronic Dimming Ballast (64% Dimmed Circuit Watts - 60% light output) | Single Stage Dimming | 3300403001064 | 45
40 | Philips Lighting | Low Pressure Mercury (Compact) - Single Lamp | PL-L | 40W Master PL-L Polar HF-R 1-10V/ Dali Electronic Dimming Ballast | Non Dimmed | 3300403001100 | 45
40 | Philips Lighting | Low Pressure Mercury (Compact) - Single Lamp | PL-L | 40W Master PL-L Polar HF-R 1-10 Electronic Dimming Ballast and DynaDimmer controller (65% Dimmed Circuit Watts - 60% light output) | Single Stage Dimming | 3300403002065 | 46
40 | Philips Lighting | Low Pressure Mercury (Compact) - Single Lamp | PL-L | 40W Master PL-L Polar HF-R 1-10 Electronic Dimming Ballast and DynaDimmer controller | Non Dimmed | 3300403002100 | 46
42 | Harvard Engineering | Low Pressure Mercury (Compact) - Single Lamp | Compact fluorescent lamp with high frequency electronic ballast, PL-L | 42W PL-L fluorescent electronic dimming ballast -WDX42-240-CC-WM WDX42-240-CC-SN3 WDX42-240-CC-SN1 - 53% Circuit Watts (50% lumen) | Single Stage Dimming | 3300423000053 | 47
42 | Harvard Engineering | Low Pressure Mercury (Compact) - Single Lamp | Compact fluorescent lamp with high frequency electronic ballast, PL-L | 42W PL-L fluorescent electronic dimming ballast - WDX42-240-CC-WM WDX42-240-CC-SN3 WDX42-240-CC-SN1 -72% Circuit Watts (75% lumen) | Single Stage Dimming | 3300423000072 | 47
42 | Harvard Engineering | Low Pressure Mercury (Compact) - Single Lamp | Compact fluorescent lamp with high frequency electronic ballast, PL-L | 42W PL-L fluorescent electronic dimming ballast -WDX42-240-CC-WM WDX42-240-CC-SN3 WDX42-240-CC-SN1 - 100% | Non Dimmed | 3300423000100 | 47
55 | Harvard Engineering | Low Pressure Mercury (Compact) - Single Lamp |  | 55W PL-L Flourescent Electronic Dimming Ballast (Dimmed at 49% Circuit Watts) | Single Stage Dimming | 3300550000049 | 57
55 | Harvard Engineering | Low Pressure Mercury (Compact) - Single Lamp |  | 55W PL-L Flourescent Electronic Dimming Ballast - 60% circuit watts (70% lumens) | Single Stage Dimming | 3300550000060 | 57
55 | Harvard Engineering | Low Pressure Mercury (Compact) - Single Lamp |  | 55W PL-L Flourescent Electronic Dimming Ballast (Dimmed at 65% Circuit Watts) | Single Stage Dimming | 3300550000065 | 57
55 | Harvard Engineering | Low Pressure Mercury (Compact) - Single Lamp |  | 55W PL-L Flourescent Electronic Dimming Ballast | Non Dimmed | 3300550000100 | 57
55 | Generic | Low Pressure Mercury (Compact) - Single Lamp | PL-L | Compact High Frequency Electronic | Non Dimmed | 3300553000100 | 62
55 | Philips Lighting | Low Pressure Mercury (Compact) - Single Lamp | Low Pressure Mercury PL-L, HF-R Dali Dimming EB | HF-R TD 155PL-L Master (34% Circuit Watts) | Single Stage Dimming | 3300553001034 | 62
55 | Philips Lighting | Low Pressure Mercury (Compact) - Single Lamp | Low Pressure Mercury PL-L, HF-R Dali Dimming EB | HF-R TD 155PL-L Master (48% Circuit Watts) | Single Stage Dimming | 3300553001048 | 62
55 | Philips Lighting | Low Pressure Mercury (Compact) - Single Lamp | Low Pressure Mercury PL-L, HF-R Dali Dimming EB | HF-R TD 155PL-L Master (56% Circuit Watts) | Single Stage Dimming | 3300553001056 | 62
55 | Philips Lighting | Low Pressure Mercury (Compact) - Single Lamp | Low Pressure Mercury PL-L, HF-R Dali Dimming EB | HF-R TD 155PL-L Master (65% Circuit Watts) | Single Stage Dimming | 3300553001065 | 62
55 | Philips Lighting | Low Pressure Mercury (Compact) - Single Lamp | Low Pressure Mercury PL-L, HF-R Dali Dimming EB | HF-R TD 155PL-L Master (69% Circuit Watts) | Single Stage Dimming | 3300553001069 | 62
55 | Philips Lighting | Low Pressure Mercury (Compact) - Single Lamp | Low Pressure Mercury PL-L, HF-R Dali Dimming EB | HF-R TD 155PL-L Master (76% Circuit Watts) | Single Stage Dimming | 3300553001076 | 62
55 | Philips Lighting | Low Pressure Mercury (Compact) - Single Lamp | Low Pressure Mercury PL-L, HF-R Dali Dimming EB | HF-R TD 155PL-L Master (85% Circuit Watts) | Single Stage Dimming | 3300553001085 | 62
55 | Philips Lighting | Low Pressure Mercury (Compact) - Single Lamp | Low Pressure Mercury PL-L, HF-R Dali Dimming EB | HF-R TD 155PL-L Master (Full Power) | Non Dimmed | 3300553001100 | 62
55 | Philips Lighting | Low Pressure Mercury (Compact) - Single Lamp | Low Pressure Mercury PL-L, HF-R Dali Dimming EB | HF-R TD 155PL-L Master Xtra (33% Circuit Watts) | Single Stage Dimming | 3300553002033 | 64
55 | Philips Lighting | Low Pressure Mercury (Compact) - Single Lamp | Low Pressure Mercury PL-L, HF-R Dali Dimming EB | HF-R TD 155PL-L Master Xtra (47% Circuit Watts) | Single Stage Dimming | 3300553002047 | 64
55 | Philips Lighting | Low Pressure Mercury (Compact) - Single Lamp | Low Pressure Mercury PL-L, HF-R Dali Dimming EB | HF-R TD 155PL-L Master Xtra (56% Circuit Watts) | Single Stage Dimming | 3300553002056 | 64
55 | Philips Lighting | Low Pressure Mercury (Compact) - Single Lamp | Low Pressure Mercury PL-L, HF-R Dali Dimming EB | HF-R TD 155PL-L Master Xtra (63% Circuit Watts) | Single Stage Dimming | 3300553002063 | 64
55 | Philips Lighting | Low Pressure Mercury (Compact) - Single Lamp | Low Pressure Mercury PL-L, HF-R Dali Dimming EB | HF-R TD 155PL-L Master Xtra (67% Circuit Watts) | Single Stage Dimming | 3300553002067 | 64
55 | Philips Lighting | Low Pressure Mercury (Compact) - Single Lamp | Low Pressure Mercury PL-L, HF-R Dali Dimming EB | HF-R TD 155PL-L Master Xtra (73% Circuit Watts) | Single Stage Dimming | 3300553002073 | 64
55 | Philips Lighting | Low Pressure Mercury (Compact) - Single Lamp | Low Pressure Mercury PL-L, HF-R Dali Dimming EB | HF-R TD 155PL-L Master Xtra (83% Circuit Watts) | Single Stage Dimming | 3300553002083 | 64
55 | Philips Lighting | Low Pressure Mercury (Compact) - Single Lamp | Low Pressure Mercury PL-L, HF-R Dali Dimming EB | HF-R TD 155PL-L Master Xtra | Non Dimmed | 3300553002100 | 64
55 | Philips Lighting | Low Pressure Mercury (Compact) - Single Lamp | Low Pressure Mercury PL-L, HF-R Dali Dimming EB | HF-R TD 155PL-L Polar Xtra (36% Circuit Watts) | Single Stage Dimming | 3300553003036 | 58
55 | Philips Lighting | Low Pressure Mercury (Compact) - Single Lamp | Low Pressure Mercury PL-L, HF-R Dali Dimming EB | HF-R TD 155PL-L Polar Xtra (53% Circuit Watts) | Single Stage Dimming | 3300553003053 | 58
55 | Philips Lighting | Low Pressure Mercury (Compact) - Single Lamp | Low Pressure Mercury PL-L, HF-R Dali Dimming EB | HF-R TD 155PL-L Polar Xtra (62% Circuit Watts) | Single Stage Dimming | 3300553003062 | 58
55 | Philips Lighting | Low Pressure Mercury (Compact) - Single Lamp | Low Pressure Mercury PL-L, HF-R Dali Dimming EB | HF-R TD 155PL-L Polar Xtra (69% Circuit Watts) | Single Stage Dimming | 3300553003069 | 58
55 | Philips Lighting | Low Pressure Mercury (Compact) - Single Lamp | Low Pressure Mercury PL-L, HF-R Dali Dimming EB | HF-R TD 155PL-L Polar Xtra (74% Circuit Watts) | Single Stage Dimming | 3300553003074 | 58
55 | Philips Lighting | Low Pressure Mercury (Compact) - Single Lamp | Low Pressure Mercury PL-L, HF-R Dali Dimming EB | HF-R TD 155PL-L Polar Xtra (81% Circuit Watts) | Single Stage Dimming | 3300553003081 | 58
55 | Philips Lighting | Low Pressure Mercury (Compact) - Single Lamp | Low Pressure Mercury PL-L, HF-R Dali Dimming EB | HF-R TD 155PL-L Polar Xtra (88% Circuit Watts) | Single Stage Dimming | 3300553003088 | 58
55 | Philips Lighting | Low Pressure Mercury (Compact) - Single Lamp | Low Pressure Mercury PL-L, HF-R Dali Dimming EB | HF-R TD 155PL-L Polar Xtra (Full Power) | Non Dimmed | 3300553003100 | 58
55 | Philips Lighting | Low Pressure Mercury (Compact) - Single Lamp | PL-L | 55W Master PL-L Polar HF-R 1-10V/ Dali Electronic Dimming Ballast (65% Dimmed Circuit Watts - 60% light output) | Single Stage Dimming | 3300553004065 | 62
55 | Philips Lighting | Low Pressure Mercury (Compact) - Single Lamp | PL-L | 55W Master PL-L Polar HF-R 1-10V/ Dali Electronic Dimming Ballast | Non Dimmed | 3300553004100 | 62
55 | Philips Lighting | Low Pressure Mercury (Compact) - Single Lamp | PL-L | 55W Master PL-L Polar HF-R 1-10V/ Dali Electronic Dimming Ballast and Dynadimmer Controller (65% Dimmed Circuit Watts - 60% light output) | Single Stage Dimming | 3300553005065 | 63
55 | Philips Lighting | Low Pressure Mercury (Compact) - Single Lamp | PL-L | 55W Master PL-L Polar HF-R 1-10V/ Dali Electronic Dimming Ballast and Dynadimmer Controller | Non Dimmed | 3300553005100 | 63
80 | Philips Lighting | Low Pressure Mercury (Compact) - Single Lamp | HF-R Electronic Dimming driver 1-10 or DALI | HF-R 180 PL-L Master | Non Dimmed | 3300803000100 | 83
18 | Generic | Low Pressure Mercury (Compact) - Twin lamp | PL-L | Compact High Frequency Electronic | Non Dimmed | 3400183000100 | 44
24 | Generic | Low Pressure Mercury (Compact) - Twin lamp | PL-L | Compact High Frequency Electronic | Non Dimmed | 3400243000100 | 49
36 | Generic | Low Pressure Mercury (Compact) - Twin lamp | PL-L | Compact High Frequency Electronic | Non Dimmed | 3400363000100 | 72
40 | Generic | Low Pressure Mercury (Compact) - Twin lamp | PL-L | Compact High Frequency Electronic | Non Dimmed | 3400403000100 | 90
55 | Generic | Low Pressure Mercury (Compact) - Twin lamp | PL-L | Compact High Frequency Electronic | Non Dimmed | 3400553000100 | 124
9 | Generic | Low Pressure Mercury (Compact) - Single Lamp | PL*E/C | Compact Integral Electronic | Non Dimmed | 3500090000100 | 9
9 | Generic | Low Pressure Mercury (Compact) - Single Lamp | PL-C | Compact High Frequency Electronic | Non Dimmed | 3500093000100 | 11
10 | Generic | Low Pressure Mercury (Compact) - Single Lamp | PL-C, Low Pressure Mercury - 2 Pin | Compact Standard | Non Dimmed | 3500100000100 | 16
11 | Generic | Low Pressure Mercury (Compact) - Single Lamp | PL*E/C | Compact Integral Electronic | Non Dimmed | 3500110000100 | 11
13 | Generic | Low Pressure Mercury (Compact) - Single Lamp | PL-C, Low Pressure Mercury - 2 Pin | Compact Standard | Non Dimmed | 3500130000100 | 18
13 | Generic | Low Pressure Mercury (Compact) - Single Lamp | PL-C, Low Pressure Mercury - 4 Pin | Compact High Frequency Electronic | Non Dimmed | 3500133000100 | 15
15 | Generic | Low Pressure Mercury (Compact) - Single Lamp | PL*E/C | Compact Integral Electronic | Non Dimmed | 3500150000100 | 15
18 | Generic | Low Pressure Mercury (Compact) - Single Lamp | PL-C, Low Pressure Mercury - 2 Pin | Compact Standard | Non Dimmed | 3500180000100 | 24
18 | Generic | Low Pressure Mercury (Compact) - Single Lamp | PL-C, Low Pressure Mercury - 4 Pin | Compact High Frequency Electronic | Non Dimmed | 3500183000100 | 20
20 | Generic | Low Pressure Mercury (Compact) - Single Lamp | PL*E/C | Compact Integral Electronic | Non Dimmed | 3500200000100 | 20
23 | Generic | Low Pressure Mercury (Compact) - Single Lamp | PL*E/C | Compact Integral Electronic | Non Dimmed | 3500230000100 | 23
26 | Generic | Low Pressure Mercury (Compact) - Single Lamp | PL-C, Low Pressure Mercury - 2 Pin | Compact Standard | Non Dimmed | 3500260000100 | 32
18 | Generic | Low Pressure Mercury (Compact) - Single Lamp | PL-T, Low Pressure Mercury - 2 Pin | Compact Standard | Non Dimmed | 3600180000100 | 24
18 | Generic | Low Pressure Mercury (Compact) - Single Lamp | PL-T, Low Pressure Mercury - 4 Pin | Compact Standard | Non Dimmed | 3600183000100 | 20
24 | Aura Long Life Lamps LTD | Low Pressure Mercury (Compact) - Single Lamp | Integral Standard Gear | AUSC 35224 | Non Dimmed | 3600243000100 | 25
26 | Generic | Low Pressure Mercury (Compact) - Single Lamp | PL-T | Compact Standard | Non Dimmed | 3600260000100 | 32
26 | Generic | Low Pressure Mercury (Compact) - Single Lamp | PL-T | Compact Standard | Non Dimmed | 3600263000100 | 28
32 | Generic | Low Pressure Mercury (Compact) - Single Lamp | PL-T | Compact Standard | Non Dimmed | 3600323000100 | 36
36 | Aura Long Life Lamps LTD | Low Pressure Mercury (Compact) - Single Lamp | Integral Standard Gear | AUSC 55236 | Non Dimmed | 3600363000100 | 32
42 | Generic | Low Pressure Mercury (Compact) - Single Lamp | Lighting Column 42W PL-L |  | Non Dimmed | 3600421000100 | 49
42 | Generic | Low Pressure Mercury (Compact) - Single Lamp | PL-T | Compact Standard | Non Dimmed | 3600423000100 | 47
42 | Harvard Engineering | Low Pressure Mercury (Compact) - Single Lamp | PL-T, Low Pressure Mercury - 4 Pin | DX142 ballast | Non Dimmed | 3600425000100 | 45
55 | Aura Long Life Lamps LTD | Low Pressure Mercury (Compact) - Single Lamp | Integral Standard Gear | AUSC 902255 | Non Dimmed | 3600553000100 | 49
57 | Generic | Low Pressure Mercury (Compact) - Single Lamp | 57 watt PL-T High Frequency Gear |  | Non Dimmed | 3600573000100 | 67
57 | Harvard Engineering | Low Pressure Mercury (Compact) - Single Lamp | PL-T | DX157 ballast | Non Dimmed | 3600575000100 | 65
91 | Aura Long Life Lamps LTD | Low Pressure Mercury (Compact) - Single Lamp | Integral Standard Gear | AUSC 135291 | Non Dimmed | 3600913000100 | 81
110 | Aura Long Life Lamps LTD | Low Pressure Mercury (Compact) - Single Lamp | Integral Standard Gear | AUSC 1352110 and AUSC 1802110 | Non Dimmed | 3601103000100 | 98
10 | Generic | Low Pressure Mercury (2D) - Single Lamp | 2D | Standard | Non Dimmed | 3700101000100 | 13
16 | Generic | Low Pressure Mercury (2D) - Single Lamp | 2D Standard Gear (Single Lamp Circuit) |  | Non Dimmed | 3700161000100 | 20
21 | Generic | Low Pressure Mercury (2D) - Single Lamp | 2D | Standard | Non Dimmed | 3700211000100 | 27
23 | ASD Lighting | Low Pressure Mercury (2D) - Single Lamp |  | 28W 2D HF Light Engine with Photocell | Non Dimmed | 3700233000100 | 23
28 | Generic | Low Pressure Mercury (2D) - Single Lamp | 2D | Standard | Non Dimmed | 3700281000100 | 36
28 | GE | Low Pressure Mercury (2D) - Single Lamp | 2D | 2D28W/4P Wattmiser Streetwise | Non Dimmed | 3700281001100 | 25
38 | Generic | Low Pressure Mercury (2D) - Single Lamp | 2D | Standard | Non Dimmed | 3700381000100 | 48
9 | Generic | Low Pressure Mercury - Compact Integral Standard Gear | SL | Compact Integral Standard Gear | Non Dimmed | 3800090000100 | 9
11 | Generic | Low Pressure Mercury - Compact Integral Standard Gear | SL | Compact Integral Standard Gear | Non Dimmed | 3800110000100 | 11
13 | Generic | Low Pressure Mercury - Compact Integral Standard Gear | SL | Compact Integral Standard Gear | Non Dimmed | 3800130000100 | 13
18 | Generic | Low Pressure Mercury - Compact Integral Standard Gear | SL | Compact Integral Standard Gear | Non Dimmed | 3800180000100 | 18
25 | Generic | Low Pressure Mercury - Compact Integral Standard Gear | SL | Compact Integral Standard Gear | Non Dimmed | 3800250000100 | 25
40 | INDO Lighting LTD | Low Pressure Mercury (Induction) |  | HALO : 40W | Non Dimmed | 3900403000100 | 39
55 | INDO Lighting LTD | Low Pressure Mercury (Induction) |  | HALO : 55W | Non Dimmed | 3900553000100 | 59
1 | Saimol Trading Company | Light Emitting Diodes (LEDs) |  | 1 watt LED B.C Lamp Original Manufacturer: Shenzhen aglare lighting Co,Ltd. | Non Dimmed | 4000010000100 | 1.4
1 | CSA Photonics | Light Emitting Diodes (LEDs) | 1.3 Watt LED Road Sign Gear Tray | 1.3 Watt LED Road Sign Gear Tray | Non Dimmed | 4000010001100 | 1.3
1 | Pudsey Diamond Engineering Ltd | Light Emitting Diodes (LEDs) | LED Bollard baselight | Mains Powered Powaboll Transilluminated, Retro-reflectivve, reboundable, road traffic bollard | Non Dimmed | 4000010002100 | 1.1
2 | Cresent Lighting Ltd | Light Emitting Diodes (LEDs) |  | CRES2283 LED Driver with Pavers | Non Dimmed | 4000020000100 | 2
2 | Wila Lighting | Light Emitting Diodes (LEDs) |  | LED Puck 1.5W (63% dimmed circuit watts) | Single Stage Dimming | 4000020001063 | 4.74
2 | Wila Lighting | Light Emitting Diodes (LEDs) |  | LED Puck 1.5W | Non Dimmed | 4000020001100 | 4.74
2 | Glasdon UK Ltd | Light Emitting Diodes (LEDs) | LED Sign Light | Lumino City 750: 24V | Non Dimmed | 4000020002100 | 2.4
3 | Glasdon UK Ltd | Light Emitting Diodes (LEDs) | LED Bollard Baselite | LED C008/3035 Bollard Baselight (240 Vac) | Non Dimmed | 4000030000100 | 3
3 | iGuzzini Illuminazione (UK) Ltd | Light Emitting Diodes (LEDs) |  | iGuzzini BB45 LEDplus (recessed luminaire) | Non Dimmed | 4000030001100 | 3
3 | CSA Photonics | Light Emitting Diodes (LEDs) | LED Street Sign | LED Sign Gear Sign | Non Dimmed | 4000030002100 | 3
3 | BSW Systems Ltd | Light Emitting Diodes (LEDs) |  | 3W LED Lamp with Power Pack | Non Dimmed | 4000030003100 | 4
3 | CSA Photonics | Light Emitting Diodes (LEDs) | Bollard Lighting Unit | LED Traffic Bollard Gear Tray | Non Dimmed | 4000030004100 | 3
3 | Eurosigns (UK) Ltd | Light Emitting Diodes (LEDs) | LED Street Sign | 300mm Diameter Sign (L1 Mode) | Non Dimmed | 4000030005100 | 3
3 | Glasdon UK Ltd | Light Emitting Diodes (LEDs) |  | LED Retro-Fit Signlight Gear-Tray: Ecolumino 750 | Non Dimmed | 4000030006100 | 2.8
3 | Reddi Light Ltd | Light Emitting Diodes (LEDs) | 2.5W LED plus driver | Enterprise 2.5 Retro 2.5 | Non Dimmed | 4000030007100 | 4
3 | Glasdon UK Ltd | Light Emitting Diodes (LEDs) |  | Lumino City 750 | Non Dimmed | 4000030008100 | 3.6
3 | Glasdon UK Ltd | Light Emitting Diodes (LEDs) | LED Sign Light | Lumino City 750: 24V (with transformer) | Non Dimmed | 4000030009100 | 3
4 | Signature Limited | Light Emitting Diodes (LEDs) |  | BL-Range 6LED Baselight with Driver | Non Dimmed | 4000040000100 | 5
4 | One2See Signs Ltd | Light Emitting Diodes (LEDs) | 300x450mm Rectangle | R3045-LED | Non Dimmed | 4000040001100 | 4
4 | GPM Group | Light Emitting Diodes (LEDs) | LED for Traffic Bollard Illumination | 4W LED E27 Spotlight | Non Dimmed | 4000040002100 | 5
4 | INDO Lighting LTD | Light Emitting Diodes (LEDs) |  | Single T5 300 HE LED Retrofit | Non Dimmed | 4000040003100 | 4
4 | INDO Lighting LTD | Light Emitting Diodes (LEDs) |  | Single T5 300 S2 LED Retrofit | Non Dimmed | 4000040004100 | 9
4 | Solutions LED | Light Emitting Diodes (LEDs) | LED Street Signs | LED 300mm T5 Tube | Non Dimmed | 4000040005100 | 4
4 | INDO Lighting LTD | Light Emitting Diodes (LEDs) |  | FIT:PL:HE | Non Dimmed | 4000040006100 | 5
4 | Ark Lighting | Light Emitting Diodes (LEDs) |  | ARS-IT5C4-C66E0M3 | Non Dimmed | 4000040007100 | 3.9
4 | Eurosigns (UK) Ltd | Light Emitting Diodes (LEDs) |  | 460mm x 310mm Sign (L1 Mode) | Non Dimmed | 4000040008100 | 4
4 | Fisher & Company Engineering Services Ltd | Light Emitting Diodes (LEDs) |  | SL4W | Non Dimmed | 4000040009100 | 7
4 | Glasdon UK Ltd | Light Emitting Diodes (LEDs) |  | Ecolumino 1500 | Non Dimmed | 4000040010100 | 4.2
4 | INDO Lighting LTD | Light Emitting Diodes (LEDs) |  | FIT T5 HE 3.5W | Non Dimmed | 4000040011100 | 3.4
4 | INDO Lighting LTD | Light Emitting Diodes (LEDs) | PL LED Tube | PLUE.0004 43R | Non Dimmed | 4000040012100 | 4.1
4 | INDO Lighting LTD | Light Emitting Diodes (LEDs) | PL LED Tube | PLUE.0004 51R | Non Dimmed | 4000040013100 | 3.5
4 | Signature Limited | Light Emitting Diodes (LEDs) | Subway Unit | LED Subway Unit 1200mm | Non Dimmed | 4000040014100 | 3.7
4 | Eurosigns (UK) Ltd | Light Emitting Diodes (LEDs) |  | 4W 300mm diameter LED Road sign c/w 16W Mean Well Class II Power Supply (Model. LPF-16D-12), D617 (White background) | Non Dimmed | 4000040015100 | 4.7
4 | Eurosigns (UK) Ltd | Light Emitting Diodes (LEDs) |  | 4W 300 x 450mm Rectangle LED Road sign c/w 16W Mean Well Class II Power Supply (Model. LPF-16D-12), L1 | Non Dimmed | 4000040016100 | 4.5
4 | Eurosigns (UK) Ltd | Light Emitting Diodes (LEDs) |  | 4W 300mm diameter LED Road sign c/w Zeta 18W Power Supply (Model No. ZGA-PSU12V04-A), D617 | Non Dimmed | 4000040017100 | 3.9
5 | Glasdon UK Ltd | Light Emitting Diodes (LEDs) |  | LED C008/3034 Bollard Baselight (24 Vac) | Non Dimmed | 4000050000100 | 5
5 | Electrical Express | Light Emitting Diodes (LEDs) |  | LED Bollard Retrofit Kit | Non Dimmed | 4000050001100 | 5
5 | Electrical Express | Light Emitting Diodes (LEDs) |  | Retrofit Extra Low Energy Light Unit | Non Dimmed | 4000050002100 | 5
5 | Signature Limited | Light Emitting Diodes (LEDs) |  | Signlight LED-4 | Non Dimmed | 4000050004100 | 5
5 | NE Technology LTD | Light Emitting Diodes (LEDs) |  | 5 watt PL-2Pin LED Lamp | Non Dimmed | 4000050005100 | 6
5 | Reddi Light Ltd | Light Emitting Diodes (LEDs) |  | Enterprise/Retro LED Sign Light | Non Dimmed | 4000050006100 | 4
5 | Eurosigns (UK) Ltd | Light Emitting Diodes (LEDs) | LED Street Sign | 300mm Diameter Sign (L2 Mode) | Non Dimmed | 4000050007100 | 5
5 | GPM Group | Light Emitting Diodes (LEDs) |  | NET E27 5W | Non Dimmed | 4000050008100 | 5
5 | CSA Photonics | Light Emitting Diodes (LEDs) |  | LED Stair and Passage Bulkhead Light | Non Dimmed | 4000050009100 | 5
5 | Eurosigns (UK) Ltd | Light Emitting Diodes (LEDs) | LED Street Sign | 450mm Diameter Sign (L1 Mode) | Non Dimmed | 4000050010100 | 5
5 | Haldo | Light Emitting Diodes (LEDs) | 3 LED Light Sign Lite | HTA 003 LED | Non Dimmed | 4000050011100 | 5
5 | Glasdon UK Ltd | Light Emitting Diodes (LEDs) |  | LED C008/3169 Bollard Baselight | Non Dimmed | 4000050012100 | 5
5 | C.S.A Photonics | Light Emitting Diodes (LEDs) |  | PFC 5W Tray | Non Dimmed | 4000050013100 | 5
5 | IKON DESIGN | Light Emitting Diodes (LEDs) |  | PowerLED handrail PLH 420 | Non Dimmed | 4000050014100 | 6
5 | Carbon Reduction Technology Ltd | Light Emitting Diodes (LEDs) |  | 3 - 350 LED Lighting Module | Non Dimmed | 4000050015100 | 5
5 | Signature Limited | Light Emitting Diodes (LEDs) |  | 230V LED Delta / LA / Titan Signlight | Non Dimmed | 4000050016100 | 5
5 | Simmonsigns | Light Emitting Diodes (LEDs) |  | Weebol Plus - Illuminated Reboundable Reflective Bollard (Single Sided) - 240 volt operation | Non Dimmed | 4000050017100 | 5.1
5 | Simmonsigns | Light Emitting Diodes (LEDs) |  | Integrated LUA 3x1W | Non Dimmed | 4000050018100 | 4
5 | telent | Light Emitting Diodes (LEDs) | Sign Light | LED3G 48V | Non Dimmed | 4000050019100 | 5
6 | Reddi Light Ltd | Light Emitting Diodes (LEDs) |  | Reddi Light 4W Sign Light | Non Dimmed | 4000060000100 | 6
6 | Lightwise UK Ltd | Light Emitting Diodes (LEDs) |  | Retrofit Switchable Street Sign LED Light Unit | Non Dimmed | 4000060001100 | 6
6 | PLM Illumination Ltd | Light Emitting Diodes (LEDs) |  | LED Handrail Light | Non Dimmed | 4000060002100 | 6
6 | INDO Lighting LTD | Light Emitting Diodes (LEDs) | LED tube for sign | T5 LED Tube | Non Dimmed | 4000060003100 | 6
6 | Simmonsigns | Light Emitting Diodes (LEDs) | 3x1W, LED Light Unit for use in road sign | 3x1W | Non Dimmed | 4000060004100 | 6
6 | One2See Signs Ltd | Light Emitting Diodes (LEDs) | 600mm Triangle/Circle or 450mm Circle, LED Street signs | BT600-LED; AC450-LED; AC600-LED | Non Dimmed | 4000060005100 | 6
6 | Solutions LED | Light Emitting Diodes (LEDs) |  | 6W GLS LED Bulb | Non Dimmed | 4000060006100 | 5
6 | Solutions LED | Light Emitting Diodes (LEDs) |  | LED PLL 6watt Lamp | Non Dimmed | 4000060007100 | 6
6 | Electrical Express | Light Emitting Diodes (LEDs) | LED Bollard/Street Sign Lamp | R11-2362A | Non Dimmed | 4000060008100 | 6
6 | Zeta Group | Light Emitting Diodes (LEDs) | 96 LED Array | 2D Light Retrofit Cool White 640k | Non Dimmed | 4000060009100 | 9
6 | Solutions LED | Light Emitting Diodes (LEDs) | GLS LED Lamp | 6W GLS LED Light Bulb | Non Dimmed | 4000060010100 | 5
6 | Glasdon UK Ltd | Light Emitting Diodes (LEDs) | LED Bollard Baselight | LED C008/3162 Bollard Baselight (240 Vac) | Non Dimmed | 4000060011100 | 9
6 | Zeta Group | Light Emitting Diodes (LEDs) | 96 LED Array | 2D Light Retrofit Cool White 640k | Non Dimmed | 4000060012100 | 9
6 | Traffic Management Products Ltd | Light Emitting Diodes (LEDs) |  | Apollo Alpha Sign Light | Non Dimmed | 4000060013100 | 6.1
6 | Ark Lighting | Light Emitting Diodes (LEDs) |  | 6W LED TUBE | Non Dimmed | 4000060014100 | 4.9
6 | Ark Lighting | Light Emitting Diodes (LEDs) |  | 6W 2 PIN LED DOWNLIGHT | Non Dimmed | 4000060015100 | 5.7
6 | telent | Light Emitting Diodes (LEDs) | Sign Light | LED3G 230V | Non Dimmed | 4000060016100 | 6
6 | Fineline | Light Emitting Diodes (LEDs) | Sign Light | FineREG U-2-12-200 | Non Dimmed | 4000060017100 | 6
6 | Eurosigns (UK) Ltd | Light Emitting Diodes (LEDs) |  | 6W 300mm diameter LED Road sign c/w 16W Mean Well Class II Power Supply (Model. LPF-16D-12), D610 (Red/Blue background) | Non Dimmed | 4000060018100 | 6.6
6 | Eurosigns (UK) Ltd | Light Emitting Diodes (LEDs) |  | 6W 450mm diameter Circle LED Road sign c/w 16W Mean Well Class II Power Supply (Model. LPF-16D-12), D617 | Non Dimmed | 4000060019100 | 6.2
6 | Eurosigns (UK) Ltd | Light Emitting Diodes (LEDs) |  | 6W 300mm diameter LED Road sign c/w Zeta 18W Power Supply (Model No. ZGA-PSU12V04-A), D610 | Non Dimmed | 4000060020100 | 6.1
6 | Eurosigns (UK) Ltd | Light Emitting Diodes (LEDs) |  | 6W 450mm diameter Circle LED Road sign c/w Zeta 18W Power Supply (Model No. ZGA-PSU12V04-A), D617 | Non Dimmed | 4000060021100 | 5.7
6 | Swarco Traffic Ltd | Light Emitting Diodes (LEDs) | White | Swarco 100mm Mini Signal | Non Dimmed | 4000060022100 | 5.51
7 | Generic | Light Emitting Diodes (LEDs) | LED |  | Non Dimmed | 4000070000100 | 7
7 | Simmonsigns | Light Emitting Diodes (LEDs) | 24Vac 3x1W, LED Light Unit for use in road sign | 24Vac 3x1W | Non Dimmed | 4000070001100 | 7
7 | One2See Signs Ltd | Light Emitting Diodes (LEDs) | 600mm Circle, LED Street signs | AC600-LED | Non Dimmed | 4000070002100 | 7
7 | INDO Lighting LTD | Light Emitting Diodes (LEDs) | Single T5 LED Retrofit | INDO:FIT:T5:300:S (Single) | Non Dimmed | 4000070003100 | 10
7 | Eurosigns (UK) Ltd | Light Emitting Diodes (LEDs) | LED Street Sign | 600mm Triangle Sign (L1 Mode) | Non Dimmed | 4000070004100 | 7
7 | Electrical Express | Light Emitting Diodes (LEDs) | LED Beacon style lamp | EE10WBL LED Replacement for Beacon style lamp | Non Dimmed | 4000070005100 | 7
7 | Leafield Environmental | Light Emitting Diodes (LEDs) | Illuminated, self-righting directional bollard | Night Owl Base-Lit Bollard | Non Dimmed | 4000070006100 | 7
7 | Eurosigns (UK) Ltd | Light Emitting Diodes (LEDs) | LED Street Sign | 460mm x 310mm Sign (L2 Mode) | Non Dimmed | 4000070007100 | 7
7 | Simmonsigns | Light Emitting Diodes (LEDs) |  | 4 x 1 watt Simmonsigns LED Light Unit | Non Dimmed | 4000070008100 | 7
7 | Carbon Reduction Technology Ltd | Light Emitting Diodes (LEDs) |  | 6 - 350 LED Lighting Module | Non Dimmed | 4000070009100 | 6.9
7 | Eurosigns (UK) Ltd | Light Emitting Diodes (LEDs) |  | 7W 600mm diameter LED Road sign c/w 16W Mean Well Class II Power Supply (Model. LPF-16D-12), L1 | Non Dimmed | 4000070010100 | 7.3
7 | Eurosigns (UK) Ltd | Light Emitting Diodes (LEDs) |  | 7W 600mm Triangle LED Road sign c/w 16W Mean Well Class II Power Supply (Model. LPF-16D-12), L1 | Non Dimmed | 4000070011100 | 7.5
7 | Eurosigns (UK) Ltd | Light Emitting Diodes (LEDs) |  | 7W 600mm diameter LED Road sign c/w Zeta 18W Power Supply (Model No. ZGA-PSU12V04-A), L1 | Non Dimmed | 4000070012100 | 6.8
8 | Traffic Management Products Ltd | Light Emitting Diodes (LEDs) |  | TMP Metro EL Bollard | Non Dimmed | 4000080000100 | 8
8 | Electical Express Ltd/Lightwise UK Ltd | Light Emitting Diodes (LEDs) |  | Retrofit Illuminated LED Bollard Base Light | Non Dimmed | 4000080001100 | 8
8 | CSA Photonics | Light Emitting Diodes (LEDs) | LED Street Sign | LED Sign Gear Bollard | Non Dimmed | 4000080002100 | 8
8 | Simmonsigns | Light Emitting Diodes (LEDs) | LED light Unit | 24 Vac 8X1 Watt LED Light Unit | Non Dimmed | 4000080003100 | 11
8 | International Components | Light Emitting Diodes (LEDs) | White Lamp | LED Lamp Product Code 1083100 | Non Dimmed | 4000080004100 | 8
8 | Eurosigns (UK) Ltd | Light Emitting Diodes (LEDs) | LED Street Sign | 600mm Diameter Sign (L1 Mode) | Non Dimmed | 4000080005100 | 8
8 | Electrical Express | Light Emitting Diodes (LEDs) | LED Bollard/Street Sign Lamp | R11-2363A | Non Dimmed | 4000080006100 | 7
8 | INDO Lighting LTD | Light Emitting Diodes (LEDs) |  | Twin T5 300 HE LED Retrofit | Non Dimmed | 4000080007100 | 9
8 | INDO Lighting LTD | Light Emitting Diodes (LEDs) |  | Twin T5 300 S2 LED Retrofit | Non Dimmed | 4000080008100 | 19
8 | Solutions LED | Light Emitting Diodes (LEDs) | LED Street Signs | LED 600mm T8 Tube | Non Dimmed | 4000080009100 | 8
8 | Ark Lighting | Light Emitting Diodes (LEDs) |  | ARS-IT5C8-C132E0M6 | Non Dimmed | 4000080010100 | 8.4
8 | DesignPlan Lighting | Light Emitting Diodes (LEDs) |  | Gemini D215/8X1V2 | Non Dimmed | 4000080011100 | 9.9
8 | Simmonsigns | Light Emitting Diodes (LEDs) |  | Single Sided Weebol plus Light Unit 24V (4 LED) | Non Dimmed | 4000080012100 | 8
8 | Siemens | Light Emitting Diodes (LEDs) | LED | ELV LED REG SIGN 667/1/33510/000 | Non Dimmed | 4000080013100 | 8
8 | Simmonsigns | Light Emitting Diodes (LEDs) |  | 12W LED Overhead Type A Signlight | Non Dimmed | 4000080014100 | 12
8 | Solutions LED | Light Emitting Diodes (LEDs) |  | High Power LED PLC Lamp 8 Watts | Non Dimmed | 4000080015100 | 8.6
8 | NVC Lighting | Light Emitting Diodes (LEDs) |  | NVC Coughtrie gear tray 7W LED | Non Dimmed | 4000080016100 | 7.8
8 | COUGHTRIE INTERNATIONAL LIMITED | Light Emitting Diodes (LEDs) |  | GCC.SFB.8WLED/C/OP/PSU350/AB | Non Dimmed | 4000080017100 | 11
8 | telent | Light Emitting Diodes (LEDs) | Traffic LED Regulatory Sign Light | LED4G 48V / LED4G 230V | Non Dimmed | 4000080018100 | 8.2
8 | Peek Traffic Ltd | Light Emitting Diodes (LEDs) | Sign Light | Elite TLED 48V Regulatory Sign Light | Non Dimmed | 4000080019100 | 8
8 | Siemens | Light Emitting Diodes (LEDs) | Sign Light | ELV LED REG SIGN 667/1/33510/000 | Non Dimmed | 4000080020100 | 8
8 | Glasdon UK Ltd | Light Emitting Diodes (LEDs) |  | Lumino City 1500 | Non Dimmed | 4000080021100 | 9.5
8 | INDO Lighting LTD | Light Emitting Diodes (LEDs) | LED tube | PLLS.0008 | Non Dimmed | 4000080022100 | 7.6
8 | Eurosigns (UK) Ltd | Light Emitting Diodes (LEDs) |  | 8W 750mm Triangle LED Road sign c/w 16W Mean Well Class II Power Supply (Model. LPF-16D-12), L1 | Non Dimmed | 4000080023100 | 8.6
8 | Zeta Group | Light Emitting Diodes (LEDs) |  | 2 ELP STRIPS | Non Dimmed | 4000080024100 | 8.1
9 | Mainet Ltd | Light Emitting Diodes (LEDs) |  | Fawoo Technology – Lumisheet: 300mm x 300mm & 300mm x 250mm LED Panel | Non Dimmed | 4000090001100 | 9
9 | Signature Limited | Light Emitting Diodes (LEDs) | LED Street Sign | Signature 9W LED Signlight | Non Dimmed | 4000090002100 | 10
9 | Eurosigns (UK) Ltd | Light Emitting Diodes (LEDs) | LED Street Sign | 450mm Diameter Sign (L2 Mode) | Non Dimmed | 4000090003100 | 9
9 | Signature Limited | Light Emitting Diodes (LEDs) |  | Replacement LED Gear Tray - 2 foot | Non Dimmed | 4000090004100 | 9
9 | Simmonsigns | Light Emitting Diodes (LEDs) | LED | 230V Invinca Sign – Code INVL6/**** | Non Dimmed | 4000090005100 | 9
9 | Simmonsigns | Light Emitting Diodes (LEDs) |  | Single Sided Weebol plus Light Unit (6 LED) | Non Dimmed | 4000090006100 | 9
9 | Simmonsigns | Light Emitting Diodes (LEDs) |  | Weebol Plus - Illuminated Reboundable Reflective Bollard (Single Sided) - 24 volt operation | Non Dimmed | 4000090007100 | 8.7
9 | Thorn Lighting | Light Emitting Diodes (LEDs) |  | Voyager Escort LED Bulkhead | Non Dimmed | 4000090008100 | 8.9
9 | Supernova LED Lighting Ltd | Light Emitting Diodes (LEDs) |  | TSU-T8S-06-09XP | Non Dimmed | 4000090009100 | 9.1
9 | Ultravision International | Light Emitting Diodes (LEDs) |  | TU8309-WW, TU8309-DW | Non Dimmed | 4000090011100 | 9.2
9 | Eurosigns (UK) Ltd | Light Emitting Diodes (LEDs) |  | 9W 750mm diameter LED Road sign c/w Zeta 18W Power Supply (Model No. ZGA-PSU12V04-A), L1 | Non Dimmed | 4000090012100 | 9.2
9 | Charles Endirect Ltd | Light Emitting Diodes (LEDs) | Centre Island Refuge Lamp | CELstar3 N | Non Dimmed | 4000090013100 | 7.4
9 | Morelock Signs | Light Emitting Diodes (LEDs) |  | 600mm Morelock | Non Dimmed | 4000090014100 | 8.7
9 | Lux Bright Solutions Ltd | Light Emitting Diodes (LEDs) |  | LB/GCC/DualLED/9W/RF/GT | Non Dimmed | 4000090015100 | 9.7
10 | Simmonsigns | Light Emitting Diodes (LEDs) | LED Street Signs | Single Sided Weebol plus Light Unit 24V | Non Dimmed | 4000100000100 | 10
10 | Elumin8 | Light Emitting Diodes (LEDs) | 450mm Triangle, LED strip for sign illumination | 450mm Triangle | Non Dimmed | 4000100002100 | 10
10 | Elumin8 | Light Emitting Diodes (LEDs) | 450mm Round, LED strip for sign illumination | 450mm Round | Non Dimmed | 4000100003100 | 10
10 | Zeta Group | Light Emitting Diodes (LEDs) |  | ZGA-2DL10W-CW | Non Dimmed | 4000100004100 | 11
10 | Electrical Express | Light Emitting Diodes (LEDs) | LED Belisha Beacons (Undimmed) | Switching Beacon Lamp | Non Dimmed | 4000100005100 | 11
10 | Ark Lighting | Light Emitting Diodes (LEDs) |  | 10W E27 LED Downlight | Non Dimmed | 4000100006100 | 9.3
10 | Zeta Group | Light Emitting Diodes (LEDs) |  | ZETA BESPOKE SUBWAY KIT | Non Dimmed | 4000100007100 | 10
10 | CSA Photonics | Light Emitting Diodes (LEDs) |  | 10W bulhead | Non Dimmed | 4000100011100 | 10
10 | Siemens | Light Emitting Diodes (LEDs) | Sign Light | 667/1/33510/230 LV LED Regulatory Sign | Non Dimmed | 4000100012100 | 9
10 | Finro Illumination | Light Emitting Diodes (LEDs) |  | 80750 - Banner Light | Non Dimmed | 4000100013100 | 9.3
10 | Eurosigns (UK) Ltd | Light Emitting Diodes (LEDs) |  | 10W 750mm diameter Circle LED Road sign c/w 16W Mean Well Class II Power Supply (Model. LPF-16D-12), L1 | Non Dimmed | 4000100014100 | 10
10 | Eurosigns (UK) Ltd | Light Emitting Diodes (LEDs) |  | 10W 450mm diameter Circle LED Road sign c/w Zeta 18W Power Supply (Model No. ZGA-PSU12V04-A), D610 | Non Dimmed | 4000100015100 | 10
10 | VEM Lighting | Light Emitting Diodes (LEDs) |  | SENNA | Non Dimmed | 4000100016100 | 10
11 | Glasdon UK Ltd | Light Emitting Diodes (LEDs) |  | LED C008/3169 Bollard Baselight | Non Dimmed | 4000110002100 | 11
11 | INDO Lighting LTD | Light Emitting Diodes (LEDs) |  | INDO-FIT-T8HE-600-11W | Non Dimmed | 4000110003100 | 11
11 | Peek Traffic Ltd | Light Emitting Diodes (LEDs) | Sign Light | Elite ELV Regulatory Sign | Non Dimmed | 4000110004100 | 11
11 | One2See Signs Ltd | Light Emitting Diodes (LEDs) | Sign Light | AC750 + AC900-LED | Non Dimmed | 4000110005100 | 14
11 | BCS Luminaires Ltd | Light Emitting Diodes (LEDs) |  | Apollo 11 V2 LED | Non Dimmed | 4000110006100 | 13
11 | BCS Luminaires Ltd | Light Emitting Diodes (LEDs) |  | Montana 11 LED | Non Dimmed | 4000110007100 | 13
11 | Eurosigns (UK) Ltd | Light Emitting Diodes (LEDs) |  | 11W 300 x 450mm Rectangle LED Road sign c/w 16W Mean Well Class II Power Supply (Model. LPF-16D-12), L2 | Non Dimmed | 4000110008100 | 11
11 | Eurosigns (UK) Ltd | Light Emitting Diodes (LEDs) |  | 11W 450mm diameter Circle LED Road sign c/w 16W Mean Well Class II Power Supply (Model. LPF-16D-12) , D610 | Non Dimmed | 4000110009100 | 11
11 | Eurosigns (UK) Ltd | Light Emitting Diodes (LEDs) |  | 11W 900mm diameter Circle LED Road sign c/w 16W Mean Well Class II Power Supply (Model. LPF-16D-12), L1 | Non Dimmed | 4000110010100 | 12
11 | Eurosigns (UK) Ltd | Light Emitting Diodes (LEDs) |  | 11W 900mm diameter LED Road sign c/w Zeta 18W Power Supply (Model No. ZGA-PSU12V04-A), L1 | Non Dimmed | 4000110011100 | 11
11 | Venture Lighting | Light Emitting Diodes (LEDs) |  | MDL037 (LED Module) with DRV001 (Driver) | Non Dimmed | 4000110012100 | 13
12 | Simmonsigns | Light Emitting Diodes (LEDs) |  | LUALEDLU/P4 | Non Dimmed | 4000120000100 | 12
12 | iGuzzini Illuminazione (UK) Ltd | Light Emitting Diodes (LEDs) |  | iGuzzini BB34.712 LED Light Up Luminaire | Non Dimmed | 4000120001100 | 18
12 | Simmonsigns | Light Emitting Diodes (LEDs) | LED light Unit | 24 Vac 12X1 Watt LED Light Unit | Non Dimmed | 4000120002100 | 16
12 | Elumin8 | Light Emitting Diodes (LEDs) | 600mm Triangle, LED strip for sign illumination | 600mm Triangle | Non Dimmed | 4000120003100 | 12
12 | Glasdon UK Ltd | Light Emitting Diodes (LEDs) | LED Uplifter (For the illumination of Traffic Signs) | Glasdon Lumino - Ground level LED uplighter | Non Dimmed | 4000120004100 | 12
12 | DesignPlan Lighting | Light Emitting Diodes (LEDs) | 12x1W LED weather and vandal resistant luminaire | Gemini 12W LED Luminaire | Non Dimmed | 4000120005100 | 17
12 | Philips Lighting | Light Emitting Diodes (LEDs) |  | 12W Master LED A60 | Non Dimmed | 4000120006100 | 12
12 | Solutions LED | Light Emitting Diodes (LEDs) | LED Street Signs | 2G11 LED Lamp 12 Watt | Non Dimmed | 4000120007100 | 11
12 | Ark Lighting | Light Emitting Diodes (LEDs) |  | ARS-IT5C12-C198E0M9 | Non Dimmed | 4000120008100 | 12
12 | Simmonsigns | Light Emitting Diodes (LEDs) | Sign Light | 24V Invinca Sign – Code INVL6/****24 | Non Dimmed | 4000120009100 | 12
12 | INDO Lighting LTD | Light Emitting Diodes (LEDs) | LED tube | PLLS.0012 | Non Dimmed | 4000120010100 | 11
12 | Signature Limited | Light Emitting Diodes (LEDs) | Sign light | Delta LED E3 Spec – Model (ELD-LED5) | Non Dimmed | 4000120011100 | 12
12 | Signature Limited | Light Emitting Diodes (LEDs) | Sign light | Merlin LED Base Light - Model (BL-SRB-LED-D-F) | Non Dimmed | 4000120012100 | 12
12 | Fisher & Company Engineering Services Ltd | Light Emitting Diodes (LEDs) |  | 12w LED Refuge Beacon - LED3NF | Non Dimmed | 4000120013100 | 13
12 | Designplan Lighting | Light Emitting Diodes (LEDs) |  | QTR/1400NW/XC49 | Non Dimmed | 4000120014100 | 12
13 | International Components | Light Emitting Diodes (LEDs) | LED | Solid State Festoon Lighting | Non Dimmed | 4000130000100 | 13
13 | Elumin8 | Light Emitting Diodes (LEDs) | 600mm Round, LED strip for sign illumination | 600mm Round | Non Dimmed | 4000130002100 | 13
13 | Reddi Light Ltd | Light Emitting Diodes (LEDs) | LED | Reddi Light LED | Non Dimmed | 4000130003100 | 13
13 | Solutions LED | Light Emitting Diodes (LEDs) | LED PLC lamp | LED Replacement Lamp 15119 | Non Dimmed | 4000130004100 | 13
13 | Eurosigns (UK) Ltd | Light Emitting Diodes (LEDs) |  | 13W 600mm diameter LED Road sign c/w Zeta 18W Power Supply (Model No. ZGA-PSU12V04-A), L2 | Non Dimmed | 4000130005100 | 14
13 | Zeta Group | Light Emitting Diodes (LEDs) |  | 4 ELP STRIPS | Non Dimmed | 4000130006100 | 13
13 | TreeGreen Ltd | Light Emitting Diodes (LEDs) |  | TG-HRB-60EM-E5-4000K | Non Dimmed | 4000130007100 | 13
13 | INDO Lighting LTD | Light Emitting Diodes (LEDs) |  | INDO 2DHE 08JG | Non Dimmed | 4000130008100 | 13
14 | Willy Meyer+Sohn GMBh+Co.KG | Light Emitting Diodes (LEDs) |  | 14W External LED | Non Dimmed | 4000140000100 | 14
14 | INDO Lighting LTD | Light Emitting Diodes (LEDs) | Twin T5 LED Retrofit | INDO:FIT:T5:300:S (Twin) | Non Dimmed | 4000140001100 | 20
14 | Eurosigns (UK) Ltd | Light Emitting Diodes (LEDs) | LED Street Sign | 600mm Triangle Sign (L2 Mode) | Non Dimmed | 4000140002100 | 14
14 | Eurosigns (UK) Ltd | Light Emitting Diodes (LEDs) | LED Street Sign | 600mm Diameter Sign (L2 Mode) | Non Dimmed | 4000140003100 | 13
14 | Simmonsigns | Light Emitting Diodes (LEDs) | 240V in 55V out Gear Tray | INVICTA 750 Gear Tray 10x1W 240V | Non Dimmed | 4000140004100 | 14
14 | Trueform Engineering Ltd | Light Emitting Diodes (LEDs) | LED Lighting Tube | LITH COMPONENT 2/ LOWLEVEL DISPLAY LAMP | Non Dimmed | 4000140006100 | 14
14 | One2See Signs Ltd | Light Emitting Diodes (LEDs) | Sign Light | BT750 + BT900-LED | Non Dimmed | 4000140007100 | 11
14 | Eurosigns (UK) Ltd | Light Emitting Diodes (LEDs) |  | 14W 600mm diameter LED Road sign c/w 16W Mean Well Class II Power Supply (Model. LPF-16D-12), L2 | Non Dimmed | 4000140008100 | 14
14 | TreeGreen Ltd | Light Emitting Diodes (LEDs) |  | TG-HRB-60EM-E5-4000K (with 10% Day output) | Non Dimmed | 4000140009100 | 14
15 | BT | Light Emitting Diodes (LEDs) | LED | BT3 Bollard Base Light - 6 LEDs | Non Dimmed | 4000150000100 | 15
15 | Zeta Group | Light Emitting Diodes (LEDs) |  | Zeta LED Street Light | Non Dimmed | 4000150001100 | 14
15 | Elumin8 | Light Emitting Diodes (LEDs) | 750mm Triangle, LED strip for sign illumination | 750mm Triangle | Non Dimmed | 4000150002100 | 15
15 | NE Technology LTD | Light Emitting Diodes (LEDs) | LED Lamp | T8 LED tubular lamp | Non Dimmed | 4000150003100 | 15
15 | Solutions LED | Light Emitting Diodes (LEDs) | LED Street Signs | 2G11 LED Lamp 15 Watt | Non Dimmed | 4000150004100 | 15
15 | DesignPlan Lighting | Light Emitting Diodes (LEDs) |  | Tube 50 | Non Dimmed | 4000150005100 | 18
15 | Carbon Reduction Technology Ltd | Light Emitting Diodes (LEDs) |  | 12 - 350 LED Lighting Module | Non Dimmed | 4000150006100 | 15
15 | John Wilkinson | Light Emitting Diodes (LEDs) | LED | John Wilkinson LED unit | Non Dimmed | 4000150007100 | 15
15 | LED Eco Lights Ltd | Light Emitting Diodes (LEDs) |  | T8 TUBSMD262 | Non Dimmed | 4000150008100 | 17
15 | Net LED Lighting | Light Emitting Diodes (LEDs) | LED Tube | NET-1148.15W.PW.MK-T5 | Non Dimmed | 4000150009100 | 15
15 | Peek Traffic Ltd | Light Emitting Diodes (LEDs) | Sign Light | Tidal Flow Indicator - Red Cross, Green Arrow OR combined | Non Dimmed | 4000150010100 | 15
15 | Eurosigns (UK) Ltd | Light Emitting Diodes (LEDs) |  | 15W 600mm Triangle LED Road sign c/w 16W Mean Well Class II Power Supply (Model. LPF-16D-12), L2 | Non Dimmed | 4000150011100 | 15
15 | Designplan Lighting | Light Emitting Diodes (LEDs) |  | TLSW/2000NW/FC49 | Non Dimmed | 4000150012100 | 15
15 | Designplan Lighting | Light Emitting Diodes (LEDs) |  | TLSW/1400NW/XC49 | Non Dimmed | 4000150013100 | 15
15 | Designplan Lighting | Light Emitting Diodes (LEDs) |  | TLSWM/1400NW/XC49 | Non Dimmed | 4000150014100 | 15
15 | Magnatech LED (UK) Ltd | Light Emitting Diodes (LEDs) |  | CORN41-15W | Non Dimmed | 4000150015100 | 14
15 | Tamlite Lighting | Light Emitting Diodes (LEDs) |  | LED15WT5O840 | Non Dimmed | 4000150016100 | 14
16 | Elumin8 | Light Emitting Diodes (LEDs) | 750mm Octagon, LED strip for sign illumination | 750mm Octagon | Non Dimmed | 4000160000100 | 16
16 | Elumin8 | Light Emitting Diodes (LEDs) | 750mm Round, LED strip for sign illumination | 750mm Round | Non Dimmed | 4000160001100 | 16
16 | DesignPlan Lighting | Light Emitting Diodes (LEDs) | 16x1W LED Luminaire | Quadrant DQ16X1V2PB | Non Dimmed | 4000160002100 | 21
16 | Eurosigns (UK) Ltd | Light Emitting Diodes (LEDs) | LED Street Sign | 700mm Diameter Sign | Non Dimmed | 4000160003100 | 16
16 | Creative Illuminations | Light Emitting Diodes (LEDs) | SOX Replacement Tray | CI-15 | Non Dimmed | 4000160004100 | 16
16 | Simmonsigns | Light Emitting Diodes (LEDs) |  | Modubel CIC - White Centre Island refuge Beacon | Non Dimmed | 4000160005100 | 16
16 | INDO Lighting LTD | Light Emitting Diodes (LEDs) | LED tube | PLLS.0016 | Non Dimmed | 4000160017100 | 16
17 | Haldo | Light Emitting Diodes (LEDs) | LED | Model No. C2/BL2/16LED / C2/BL2/16LEDS / C2/BL2/16LED-PJL | Non Dimmed | 4000170000100 | 17
17 | Eurosigns (UK) Ltd | Light Emitting Diodes (LEDs) | LED Street Sign | 770mm Triangle Sign | Non Dimmed | 4000170001100 | 17
17 | Simmonsigns | Light Emitting Diodes (LEDs) |  | Single Sided Post-IS | Non Dimmed | 4000170002100 | 17
17 | Signature Limited | Light Emitting Diodes (LEDs) |  | Signature BL-S-LED | Non Dimmed | 4000170003100 | 17
17 | Simmonsigns | Light Emitting Diodes (LEDs) |  | Global Base Lights | Non Dimmed | 4000170004100 | 17
17 | Zeta Group | Light Emitting Diodes (LEDs) |  | 6 ELP STRIPS | Non Dimmed | 4000170005100 | 17
17 | Designplan Lighting | Light Emitting Diodes (LEDs) |  | QTR/1900NW/XC49 | Non Dimmed | 4000170006100 | 17
18 | Ark Lighting | Light Emitting Diodes (LEDs) |  | ARS-C18-C300E1M2 | Non Dimmed | 4000180000100 | 18
18 | LED Eco Lights Ltd | Light Emitting Diodes (LEDs) |  | T8 TUBSMD302 | Non Dimmed | 4000180001100 | 18
18 | WE-EF Lighting Ltd | Light Emitting Diodes (LEDs) |  | ETC130 - GB(EE)VA: IP67: LED 12/18W/3K, ETC-130 - GB (M)VA: IP67 - LED - 12/18W/4K | Non Dimmed | 4000180007100 | 21
18 | Charles Endirect | Light Emitting Diodes (LEDs) | Traffic Beacon | Celstar N1 LED Based Traffic Beacon (54% Dimmed Circuit Watts) | Single Stage Dimming | 4000180008054 | 18
18 | Charles Endirect | Light Emitting Diodes (LEDs) | Traffic Beacon | Celstar N1 LED Based Traffic Beacon | Non Dimmed | 4000180008100 | 18
18 | Zeta Group | Light Emitting Diodes (LEDs) | LED sign light | Z-SWSUBWAY01-A (18W) | Non Dimmed | 4000180009100 | 18
18 | Signature Limited | Light Emitting Diodes (LEDs) | Sign Light | Majorlite Type B LED Sign Light - Model (ML-B-LED-XX-XX) | Non Dimmed | 4000180010100 | 18
18 | Ultravision International | Light Emitting Diodes (LEDs) |  | TU8318-WW, TU8318-DW | Non Dimmed | 4000180011100 | 19
18 | Zeta Group | Light Emitting Diodes (LEDs) |  | TWIN590350MA | Non Dimmed | 4000180012100 | 19
18 | Designplan Lighting | Light Emitting Diodes (LEDs) |  | TLSWM/2500NW/FC49 | Non Dimmed | 4000180013100 | 19
18 | Zeta Group | Light Emitting Diodes (LEDs) |  | 8 ELP STRIPS | Non Dimmed | 4000180014100 | 18
18 | INDO Lighting LTD | Light Emitting Diodes (LEDs) |  | INDO 2DHE 08JJ | Non Dimmed | 4000180015100 | 18
19 | Signature Limited | Light Emitting Diodes (LEDs) | LED Street Sign | Signature 19W LED Baselight | Non Dimmed | 4000190000100 | 20
19 | Signature Limited | Light Emitting Diodes (LEDs) | LED Street Sign | Signature 19W LED Baselight | Non Dimmed | 4000190001100 | 20
19 | Simmonsigns | Light Emitting Diodes (LEDs) |  | INVINCA 750 Gear Tray 10X1W 240V~24Vdc | Non Dimmed | 4000190002100 | 19
19 | Reddi Light Ltd | Light Emitting Diodes (LEDs) | LED | Reddi Light - RH1 | Non Dimmed | 4000190003100 | 19
19 | Sign Light | Light Emitting Diodes (LEDs) | LED | Sign Light - 4 LEDs | Non Dimmed | 4000190004100 | 19
19 | Encapsulite Ltd | Light Emitting Diodes (LEDs) |  | MT70-ID-LED-HO-2-250mA TW-CL | Non Dimmed | 4000190005100 | 19
19 | Eurosigns (UK) Ltd | Light Emitting Diodes (LEDs) |  | 19W 900mm Triangle LED Road sign c/w 40W Mean Well Class II Power Supply (Model. LPF-40D-12), L1 | Non Dimmed | 4000190006100 | 19
19 | Eurosigns (UK) Ltd | Light Emitting Diodes (LEDs) |  | 19W 900mm Triangle LED Road sign c/w Zeta 18W Power Supply (Model No. ZGA-PSU12V04-A), L1 | Non Dimmed | 4000190007100 | 19
20 | Generic | Light Emitting Diodes (LEDs) | LED | Signature - Type BL-S-LED-H Baselight Superior 230V LED | Non Dimmed | 4000200000100 | 20
20 | RELUX | Light Emitting Diodes (LEDs) |  | LED Tube (1147mm)(90 lm/Watt) | Non Dimmed | 4000200001100 | 19
20 | Solutions LED | Light Emitting Diodes (LEDs) | LED | 1500mm T8 LED Tube | Non Dimmed | 4000200002100 | 20
20 | Eurosigns (UK) Ltd | Light Emitting Diodes (LEDs) | LED Street Sign | 920mm Diameter Sign | Non Dimmed | 4000200003100 | 19
20 | INDO Lighting LTD | Light Emitting Diodes (LEDs) |  | FIT-T8-1200-20W | Non Dimmed | 4000200004100 | 20
20 | Ark Lighting | Light Emitting Diodes (LEDs) |  | ARS-IT5C20-330E1M5 | Non Dimmed | 4000200005100 | 20
20 | Simmonsigns | Light Emitting Diodes (LEDs) | LED | LUA LED Sign Light | Non Dimmed | 4000200006100 | 20
20 | INDO Lighting LTD | Light Emitting Diodes (LEDs) | LED tube | PLLS.0020 | Non Dimmed | 4000200007100 | 19
20 | Designplan Lighting | Light Emitting Diodes (LEDs) |  | TLSW/1900NW/XC49 | Non Dimmed | 4000200008100 | 20
20 | Designplan Lighting | Light Emitting Diodes (LEDs) |  | TLSWM/1900NW/XC49 | Non Dimmed | 4000200009100 | 20
20 | GEM Supplies Ltd | Light Emitting Diodes (LEDs) |  | LED Retro Lamp RL20E27 | Non Dimmed | 4000200010100 | 19
21 | Generic | Light Emitting Diodes (LEDs) | LED |  | Non Dimmed | 4000210000100 | 21
21 | Simmonsigns | Light Emitting Diodes (LEDs) |  | 21W LED Overhead Type B Signlight | Non Dimmed | 4000210001100 | 21
21 | Eurosigns (UK) Ltd | Light Emitting Diodes (LEDs) | LED Street Sign | 920mm Triangle Sign | Non Dimmed | 4000210002100 | 20
21 | Designplan Lighting | Light Emitting Diodes (LEDs) |  | TLSW/2500NW/FC49 | Non Dimmed | 4000210003100 | 21
21 | Signature Limited | Light Emitting Diodes (LEDs) |  | 20W LED Replacement Lamp - Model (LED-8039-DL-E27) | Non Dimmed | 4000210004100 | 21
22 | Ark Lighting | Light Emitting Diodes (LEDs) |  | ANBC-C107-T8-022-WHT | Non Dimmed | 4000220000100 | 19
22 | Light Efficient Design | Light Emitting Diodes (LEDs) |  | 21W LED Replacement Lamp - Model (LED-8028-DL-E27) | Non Dimmed | 4000220001100 | 22
23 | Creative Illuminations | Light Emitting Diodes (LEDs) | SOX Replacement Tray | CI-20 | Non Dimmed | 4000230000100 | 23
23 | LPA Excil Electronics | Light Emitting Diodes (LEDs) |  | LTY993H6xD | Non Dimmed | 4000230001100 | 23
23 | Ultravision International | Light Emitting Diodes (LEDs) |  | TU8324-WW, TU8324-DW | Non Dimmed | 4000230002100 | 24
23 | INDO Lighting LTD | Light Emitting Diodes (LEDs) |  | INDO FLC1-098R | Non Dimmed | 4000230006100 | 21
24 | Simmonsigns | Light Emitting Diodes (LEDs) | LED strip for sign illumination | 24Vac 14 X 1 watt LED light unit | Non Dimmed | 4000240000100 | 24
24 | Simmonsigns | Light Emitting Diodes (LEDs) |  | Safeway Hermit 24 LED | Non Dimmed | 4000240001100 | 31
24 | DesignPlan Lighting | Light Emitting Diodes (LEDs) |  | Rampart D874424X1LED | Non Dimmed | 4000240002100 | 29
24 | Holophane Europe ltd | Light Emitting Diodes (LEDs) |  | LINEAR LED LUMINAIRE REF NO. LLEDLNAJP12WW.25D.700MA.INT.END.R470 | Non Dimmed | 4000240003100 | 31
24 | INDO Lighting LTD | Light Emitting Diodes (LEDs) |  | FIT T5 HE 24W | Non Dimmed | 4000240004100 | 24
24 | WE-EF Lighting Ltd | Light Emitting Diodes (LEDs) |  | ETC140-GB/EE VA:IP67 - LED - 24/24W/3K | Non Dimmed | 4000240012100 | 30
24 | INDO Lighting LTD | Light Emitting Diodes (LEDs) | LED Tube | T8DS.0024 | Non Dimmed | 4000240014100 | 25
24 | Designplan Lighting | Light Emitting Diodes (LEDs) |  | QTR/2600NW/XC49 | Non Dimmed | 4000240015100 | 25
25 | Haldo | Light Emitting Diodes (LEDs) | LED Sign Light | Retrofit Gear Tray RF5-LED018 | Non Dimmed | 4000250000100 | 25
25 | LPA Excil Electronics | Light Emitting Diodes (LEDs) |  | LTY993S12xD | Non Dimmed | 4000250001100 | 24
25 | LED Eco Lights Ltd | Light Emitting Diodes (LEDs) |  | T8 TUBSMD502/501 | Non Dimmed | 4000250002100 | 24
25 | Way Forward Technologies | Light Emitting Diodes (LEDs) |  | WFT-LL-159-25-F | Non Dimmed | 4000250003100 | 25
25 | Way Forward Technologies | Light Emitting Diodes (LEDs) |  | WFT-FL-3-25 | Non Dimmed | 4000250004100 | 23
25 | Signature Limited | Light Emitting Diodes (LEDs) | Sign Light | Delta Sunlight Type ELD-LED-*****-** | Non Dimmed | 4000250005100 | 25
25 | INDO Lighting LTD | Light Emitting Diodes (LEDs) | LED tube | PLLS.0025 | Non Dimmed | 4000250006100 | 23
25 | Light Efficient Design | Light Emitting Diodes (LEDs) |  | 24W LED Replacement Lamp - Model (LED-8029-DL-E27) | Non Dimmed | 4000250007100 | 26
26 | Fisher & Company Engineering Services Ltd | Light Emitting Diodes (LEDs) |  | Illuminated Refuge Beacon Conversion Unit | Non Dimmed | 4000260000100 | 34
26 | Designplan Lighting | Light Emitting Diodes (LEDs) |  | TLSWM/3500NW/FC49 | Non Dimmed | 4000260001100 | 26
27 | Generic | Light Emitting Diodes (LEDs) | LED | Signature - Type BL-S-LED-24V Baselight Superior 24V LED | Non Dimmed | 4000270000100 | 27
27 | Simmonsigns | Light Emitting Diodes (LEDs) | LED Subway Lighting Unit | Safe-way Urban Lightning System | Non Dimmed | 4000270001100 | 38
27 | Aura Long Life Lamps LTD | Light Emitting Diodes (LEDs) |  | Aura Light UltiLED | Non Dimmed | 4000270002100 | 33
28 | ASD Lighting | Light Emitting Diodes (LEDs) |  | Horizon PC LED Emergency Light (12 LED - 28W)/Horizon LED Emergency (12 LED - 28W) | Non Dimmed | 4000280000100 | 28
28 | Simmonsigns | Light Emitting Diodes (LEDs) |  | Double Sided Post-IS | Non Dimmed | 4000280001100 | 28
28 | ASD Lighting | Light Emitting Diodes (LEDs) |  | Horizon LED with Integral Microwave Sensor (12 LED -28W | Non Dimmed | 4000280002100 | 20
28 | Ark Lighting | Light Emitting Diodes (LEDs) |  | ANBC-C107-T8-028-WH | Non Dimmed | 4000280003100 | 26
28 | LPA Excil Electronics | Light Emitting Diodes (LEDs) |  | 1003 Series Simmonsign LED Insert Tray – LTS1003H6XS | Non Dimmed | 4000280004100 | 28
28 | Shenzhen Mason Technologies | Light Emitting Diodes (LEDs) |  | LUX-TL1-1500-360-6000K-CC | Non Dimmed | 4000280005100 | 28
29 | Designplan Lighting | Light Emitting Diodes (LEDs) |  | TLSW/3000NW/FC49 | Non Dimmed | 4000290000100 | 28
30 | Carbon Reduction Technology Ltd | Light Emitting Diodes (LEDs) |  | 8 -1050 LED Lighting Module | Non Dimmed | 4000300000100 | 30
30 | INDO Lighting LTD | Light Emitting Diodes (LEDs) |  | FIT-T8-1500-30W | Non Dimmed | 4000300001100 | 30
30 | COUGHTRIE INTERNATIONAL LIMITED | Light Emitting Diodes (LEDs) |  | GCC-U.300-30WLED/G2/CLPG/PSU350/AB | Non Dimmed | 4000300002100 | 30
30 | INDO Lighting LTD | Light Emitting Diodes (LEDs) |  | INDO-FIT-T8HE-1800-30W | Non Dimmed | 4000300003100 | 30
30 | Solutions LED | Light Emitting Diodes (LEDs) | LED courtyard lamp | LED Replacement Lamp 11374 | Non Dimmed | 4000300004100 | 27
30 | LED Eco Lights Ltd | Light Emitting Diodes (LEDs) |  | T8 TUBSMD602 /601 | Non Dimmed | 4000300005100 | 29
30 | LPA Excil Electronics | Light Emitting Diodes (LEDs) |  | 993 Series LumiTray LTY993S15XD, LTY1021S15xZ | Non Dimmed | 4000300006100 | 30
30 | Simmonsigns | Light Emitting Diodes (LEDs) |  | Safeway IL2 LED (13% Dimmed Circuit Watts) | Single Stage Dimming | 4000300007013 | 29
30 | Simmonsigns | Light Emitting Diodes (LEDs) |  | Safeway IL2 LED (30% Dimmed Circuit Watts) | Single Stage Dimming | 4000300007030 | 29
30 | Simmonsigns | Light Emitting Diodes (LEDs) |  | Safeway IL2 LED (41% Dimmed Circuit Watts) | Single Stage Dimming | 4000300007041 | 29
30 | Simmonsigns | Light Emitting Diodes (LEDs) |  | Safeway IL2 LED (48% Dimmed Circuit Watts) | Single Stage Dimming | 4000300007048 | 29
30 | Simmonsigns | Light Emitting Diodes (LEDs) |  | Safeway IL2 LED (59% Dimmed Circuit Watts) | Single Stage Dimming | 4000300007059 | 29
30 | Simmonsigns | Light Emitting Diodes (LEDs) |  | Safeway IL2 LED (69% Dimmed Circuit Watts) | Single Stage Dimming | 4000300007069 | 29
30 | Simmonsigns | Light Emitting Diodes (LEDs) |  | Safeway IL2 LED (83% Dimmed Circuit Watts) | Single Stage Dimming | 4000300007083 | 29
30 | Simmonsigns | Light Emitting Diodes (LEDs) |  | Safeway IL2 LED | Non Dimmed | 4000300007100 | 29
30 | INDO Lighting LTD | Light Emitting Diodes (LEDs) |  | 30W LED Globe CNGL.0030 | Non Dimmed | 4000300008100 | 30
30 | INDO Lighting LTD | Light Emitting Diodes (LEDs) |  | 30W Gen2 Direct Drive LED Retrofit Module | Non Dimmed | 4000300009100 | 33
30 | INDO Lighting LTD | Light Emitting Diodes (LEDs) | LED Tube | T8DS.0030 | Non Dimmed | 4000300010100 | 30
30 | Ultravision International | Light Emitting Diodes (LEDs) |  | TU8330-WW, TU8330-DW | Non Dimmed | 4000300011100 | 26
30 | Simmonsigns Ltd | Light Emitting Diodes (LEDs) |  | Safeway IL2 780 MM Vari Output (14% Dimmed Circuit Watts) | Single Stage Dimming | 4000300012014 | 31
30 | Simmonsigns Ltd | Light Emitting Diodes (LEDs) |  | Safeway IL2 780 MM Vari Output (29% Dimmed Circuit Watts) | Single Stage Dimming | 4000300012029 | 31
30 | Simmonsigns Ltd | Light Emitting Diodes (LEDs) |  | Safeway IL2 780 MM Vari Output (39% Dimmed Circuit Watts) | Single Stage Dimming | 4000300012039 | 31
30 | Simmonsigns Ltd | Light Emitting Diodes (LEDs) |  | Safeway IL2 780 MM Vari Output (45% Dimmed Circuit Watts) | Single Stage Dimming | 4000300012045 | 31
30 | Simmonsigns Ltd | Light Emitting Diodes (LEDs) |  | Safeway IL2 780 MM Vari Output (55% Dimmed Circuit Watts) | Single Stage Dimming | 4000300012055 | 31
30 | Simmonsigns Ltd | Light Emitting Diodes (LEDs) |  | Safeway IL2 780 MM Vari Output (65% Dimmed Circuit Watts) | Single Stage Dimming | 4000300012065 | 31
30 | Simmonsigns Ltd | Light Emitting Diodes (LEDs) |  | Safeway IL2 780 MM Vari Output (77% Dimmed Circuit Watts) | Single Stage Dimming | 4000300012077 | 31
30 | Simmonsigns Ltd | Light Emitting Diodes (LEDs) |  | Safeway IL2 780 MM Vari Output | Non Dimmed | 4000300012100 | 31
32 | Generic | Light Emitting Diodes (LEDs) | LED |  | Non Dimmed | 4000320000100 | 32
32 | Signature Limited | Light Emitting Diodes (LEDs) |  | LED Subway Unit 1088mm - Model (SUB-XXX-LED-1088) | Non Dimmed | 4000320001100 | 33
32 | Signature Limited | Light Emitting Diodes (LEDs) |  | OP PED X 6M Lantern 5315 Lumens Neutral White - Model (OP-PEDX-6M-5315-NW-X-X-XX) | Non Dimmed | 4000320002100 | 32
33 | Generic | Light Emitting Diodes (LEDs) | LED |  | Non Dimmed | 4000330000100 | 33
33 | Prismaflex UK Limited | Light Emitting Diodes (LEDs) |  | SUGU356671AS1 – LPV-35-12 | Non Dimmed | 4000330001100 | 34
34 | Thorlux | Light Emitting Diodes (LEDs) |  | VN15758LF | Non Dimmed | 4000340000100 | 37
34 | Trueform Engineering Ltd | Light Emitting Diodes (LEDs) | LED Lighting Tube | LITH COMPONENT 3/ CROWSFOOT LIGHTING RIG | Non Dimmed | 4000340001100 | 34
35 | Haldo | Light Emitting Diodes (LEDs) | LED Bollard Baselite (without driver) | Model No. C2/BL2/16LEDLD / C2/BL2/16LEDLDS | Non Dimmed | 4000350000100 | 35
35 | Ark Lighting | Light Emitting Diodes (LEDs) |  | ALRGT2410.70 | Non Dimmed | 4000350001100 | 40
35 | Way Forward Technologies | Light Emitting Diodes (LEDs) |  | WFT-FL-3-35 | Non Dimmed | 4000350002100 | 33
36 | Simmonsigns | Light Emitting Diodes (LEDs) | LED Subway Lighting Unit | Safe-way Urban Lightning System | Non Dimmed | 4000360000100 | 46
36 | Ark Lighting | Light Emitting Diodes (LEDs) |  | ANBC-C101-36-18T | Non Dimmed | 4000360001100 | 35
36 | Signature Limited | Light Emitting Diodes (LEDs) |  | Replacement LED Gear Tray - 5 foot | Non Dimmed | 4000360002100 | 37
36 | DesignPlan Lighting | Light Emitting Diodes (LEDs) |  | Rampart D870318x2LED | Non Dimmed | 4000360003100 | 43
36 | LPA Excil Electronics | Light Emitting Diodes (LEDs) |  | 993 Series LumiTray LTY993S18XD | Non Dimmed | 4000360004100 | 35
36 | Light Efficient Design | Light Emitting Diodes (LEDs) |  | 35W LED Replacement Lamp - Model (LED-8023-DL-E27) | Non Dimmed | 4000360005100 | 36
36 | Zeta Group | Light Emitting Diodes (LEDs) |  | TWIN590700MA | Non Dimmed | 4000360006100 | 36
36 | Designplan Lighting | Light Emitting Diodes (LEDs) |  | TLSWM/4500NW/FC49 | Non Dimmed | 4000360007100 | 36
38 | Leda-Lite International | Light Emitting Diodes (LEDs) | LED | LED bollard base plate | Non Dimmed | 4000380000100 | 38
38 | Pace (UK) Ltd | Light Emitting Diodes (LEDs) | LED | Type KL001 LED bollard base plate | Non Dimmed | 4000380001100 | 38
39 | ACDC Lighting | Light Emitting Diodes (LEDs) |  | IGLU, Anodised Aluminium Titanium, RGB Colour change, 50 x 20 deg, Dimmable, 800mm, 5 deg, IP 68 | Non Dimmed | 4000390000100 | 34
39 | Trueform Engineering Ltd | Light Emitting Diodes (LEDs) | LED Lighting Tube | LITH COMPONENT 1/ ROUNDEL LIGHTING RIG | Non Dimmed | 4000390001100 | 40
39 | Light Efficient Design | Light Emitting Diodes (LEDs) |  | 38W LED Replacement Lamp - Model (LED-8033-DL-E27) | Non Dimmed | 4000390002100 | 40
40 | Simmonsigns | Light Emitting Diodes (LEDs) | Modupost | Centre Post | Non Dimmed | 4000400000100 | 40
44 | LPA Excil Electronics | Light Emitting Diodes (LEDs) |  | LTY933H12XD | Non Dimmed | 4000440000100 | 43
45 | Signature Limited | Light Emitting Diodes (LEDs) |  | Replacement LED Gear Tray - 6 foot | Non Dimmed | 4000450000100 | 45
46 | Light Efficient Design | Light Emitting Diodes (LEDs) |  | 46W LED Replacement Lamp - Model (LED-8024-DL-E27) | Non Dimmed | 4000460000100 | 46
49 | Simmonsigns | Light Emitting Diodes (LEDs) | Island Refuge Marker | Centrenol Global LED Centre Island Refuge Marker MODUCICLED | Non Dimmed | 4000490000100 | 49
50 | Haldo | Light Emitting Diodes (LEDs) | LED for Street Signs | Haldo Alumous Sign Flood Light, H20 | Non Dimmed | 4000500000100 | 47
54 | LPA Excil Electronics | Light Emitting Diodes (LEDs) |  | LTY993H15xD, LTY1021H15xZ | Non Dimmed | 4000540000100 | 53
54 | Simmonsigns Limited | Light Emitting Diodes (LEDs) |  | Safeway Hermit LED GearTray (15% Dimmed Circuit Watts) | Single Stage Dimming | 4000540001015 | 54
54 | Simmonsigns Limited | Light Emitting Diodes (LEDs) |  | Safeway Hermit LED GearTray (26% Dimmed Circuit Watts) | Single Stage Dimming | 4000540001026 | 54
54 | Simmonsigns Limited | Light Emitting Diodes (LEDs) |  | Safeway Hermit LED GearTray (37% Dimmed Circuit Watts) | Single Stage Dimming | 4000540001037 | 54
54 | Simmonsigns Limited | Light Emitting Diodes (LEDs) |  | Safeway Hermit LED GearTray (48% Dimmed Circuit Watts) | Single Stage Dimming | 4000540001048 | 54
54 | Simmonsigns Limited | Light Emitting Diodes (LEDs) |  | Safeway Hermit LED GearTray (61% Dimmed Circuit Watts) | Single Stage Dimming | 4000540001061 | 54
54 | Simmonsigns Limited | Light Emitting Diodes (LEDs) |  | Safeway Hermit LED GearTray (78% Dimmed Circuit Watts) | Single Stage Dimming | 4000540001078 | 54
54 | Simmonsigns Limited | Light Emitting Diodes (LEDs) |  | Safeway Hermit LED GearTray (91% Dimmed Circuit Watts) | Single Stage Dimming | 4000540001091 | 54
54 | Simmonsigns Limited | Light Emitting Diodes (LEDs) |  | Safeway Hermit LED GearTray | Non Dimmed | 4000540001100 | 54
55 | Way Forward Technologies | Light Emitting Diodes (LEDs) |  | WFT-FL-3-55 | Non Dimmed | 4000550000100 | 53
60 | NVC Lighting | Light Emitting Diodes (LEDs) | 24 LED Lamp | 24 LED Lamp | Non Dimmed | 4000600006100 | 62
6 | Saimol Trading Company | Light Emitting Diodes (LEDs) | LED Lamp | LED Replacement for 240V Lamp | Non Dimmed | 4000600007100 | 6
60 | LSII Europe | Light Emitting Diodes (LEDs) | Garage Light | XPGDE 50 LED CW | Non Dimmed | 4000600008100 | 59
60 | Zeta Group | Light Emitting Diodes (LEDs) |  | ZETALEDFLOODLIGHT60W | Non Dimmed | 4000600009100 | 64
62 | INDO Lighting LTD | Light Emitting Diodes (LEDs) |  | INDO TLSW-09ZX | Non Dimmed | 4000620000100 | 62
64 | LPA Excil Electronics | Light Emitting Diodes (LEDs) |  | LTY993H18xD | Non Dimmed | 4000640002100 | 63
65 | Jupiter | Light Emitting Diodes (LEDs) |  | Jupiter48 AC Lighting System | Non Dimmed | 4000650000100 | 65
66 | INDO Lighting LTD | Light Emitting Diodes (LEDs) |  | INDO FLC1-09E7 | Non Dimmed | 4000660000100 | 60
70 | Ark Lighting Ltd | Light Emitting Diodes (LEDs) |  | Invincer 192.70 | Non Dimmed | 4000700000100 | 72
73 | ASD Lighting | Light Emitting Diodes (LEDs) |  | INVINCIBLE 7500 LED 350mA 25% O/P (15% Dimmed Circuit Watts) / TITAN 7500 LED 350mA 25% O/P (15% Dimmed Circuit Watts) | Single Stage Dimming | 4000730000015 | 73
73 | ASD Lighting | Light Emitting Diodes (LEDs) |  | INVINCIBLE 7500 LED 350mA / TITAN 7500 LED 350mA | Non Dimmed | 4000730000100 | 73
75 | Haldo | Light Emitting Diodes (LEDs) | LED for Street Signs | Haldo Alumous Sign Flood Light, H30 | Non Dimmed | 4000750000100 | 70
75 | Titchfield | Light Emitting Diodes (LEDs) | Billboard lighting | Titchfield LED Trough 6 Metre 75 Watt | Non Dimmed | 4000750001100 | 74
77 | ASD Lighting | Light Emitting Diodes (LEDs) |  | INVINCIBLE EM 7500 LED 350mA 25% O/P (25% Dimmed Circuit Watts) / TITAN EM 7500 LED 350mA 25% O/P (25% Dimmed Circuit Watts) | Single Stage Dimming | 4000770000025 | 77
77 | ASD Lighting | Light Emitting Diodes (LEDs) |  | INVINCIBLE EM 7500 LED 350mA / TITAN EM 7500 LED 350mA | Non Dimmed | 4000770000100 | 77
85 | Titchfield | Light Emitting Diodes (LEDs) | Billboard lighting | Titchfield LED Trough 6 Metre 85 Watt | Non Dimmed | 4000850000100 | 84
86 | LPA Excil Electronics | Light Emitting Diodes (LEDs) |  | LTY993H24xD | Non Dimmed | 4000860000100 | 86
89 | Portland Lighting | Light Emitting Diodes (LEDs) |  | ECOLUX 6000MM | Non Dimmed | 4000890000100 | 88
100 | Zeta Group | Light Emitting Diodes (LEDs) | lighting for advertisement purposes | Single/Double Sided 6 Sheet Lighting Kit & Single/Double Sided Scroller 6 Sheet Lighting Kit | Non Dimmed | 4001000000100 | 99
100 | INDO Lighting LTD | Light Emitting Diodes (LEDs) |  | INDO HBEX-089D | Non Dimmed | 4001000002100 | 104
115 | Way Forward Technologies | Light Emitting Diodes (LEDs) |  | WFT-FL-4-115 | Non Dimmed | 4001150000100 | 110
117 | INDO Lighting LTD | Light Emitting Diodes (LEDs) |  | INDO TLR1-09Z6 | Non Dimmed | 4001170000100 | 106
120 | INDO Lighting LTD | Light Emitting Diodes (LEDs) |  | INDO RDL4 120W (31% Dimmed Circuit Watts) | Single Stage Dimming | 4001200000031 | 118
120 | INDO Lighting LTD | Light Emitting Diodes (LEDs) |  | INDO RDL4 120W (42% Dimmed Circuit Watts) | Single Stage Dimming | 4001200000042 | 118
120 | INDO Lighting LTD | Light Emitting Diodes (LEDs) |  | INDO RDL4 120W (52% Dimmed Circuit Watts) | Single Stage Dimming | 4001200000052 | 118
120 | INDO Lighting LTD | Light Emitting Diodes (LEDs) |  | INDO RDL4 120W (61% Dimmed Circuit Watts) | Single Stage Dimming | 4001200000061 | 118
120 | INDO Lighting LTD | Light Emitting Diodes (LEDs) |  | INDO RDL4 120W (71% Dimmed Circuit Watts) | Single Stage Dimming | 4001200000071 | 118
120 | INDO Lighting LTD | Light Emitting Diodes (LEDs) |  | INDO RDL4 120W (81% Dimmed Circuit Watts) | Single Stage Dimming | 4001200000081 | 118
120 | INDO Lighting LTD | Light Emitting Diodes (LEDs) |  | INDO RDL4 120W (92% Dimmed Circuit Watts) | Single Stage Dimming | 4001200000092 | 118
120 | INDO Lighting LTD | Light Emitting Diodes (LEDs) |  | INDO RDL4 120W | Non Dimmed | 4001200000100 | 118
128 | Urbanstorm | Light Emitting Diodes (LEDs) | LED Advertising Display Light | ECOTECH 150W Rainstorm (Array of 5 ECOLED 12 LED strips) | Non Dimmed | 4001280000100 | 128
130 | Insight Sign Systems | Light Emitting Diodes (LEDs) |  | Highlight MK4 BillBoard Light | Non Dimmed | 4001300000100 | 132
163 | ElektoLED Ltd | Light Emitting Diodes (LEDs) | Spotlight | JI-JRF3-72-RGB Spotlight RGB LED | Non Dimmed | 4001630000100 | 147
172 | Bright Green Technology Ltd | Light Emitting Diodes (LEDs) | Sign backlight | 5 x 1510+1210 25mm pitch matrix | Non Dimmed | 4001720001100 | 163
200 | INDO Lighting LTD | Light Emitting Diodes (LEDs) |  | INDO HBEX-089E | Non Dimmed | 4002000000100 | 196
200 | Ark Lighting Ltd | Light Emitting Diodes (LEDs) |  | Invincer 192.200 | Non Dimmed | 4002000001100 | 199
216 | Bright Green Technology Ltd | Light Emitting Diodes (LEDs) | LED Bar Modules and power supply for outdoor advertising | 10x1510mm + 10x1210mm + Power Supply | Non Dimmed | 4002160000100 | 218
232 | Way Forward Technologies | Light Emitting Diodes (LEDs) | LED light | Way Forward T8 LED (Array of 10) | Non Dimmed | 4002320000100 | 232
440 | Titchfield | Light Emitting Diodes (LEDs) | LED Array | Titchfield LED 30x72 Array | Non Dimmed | 4004400000100 | 439
5 | Hardie-Secure Products Ltd | LED Street Lights |  | Night Sight 5W | Non Dimmed | 4100050000100 | 5.1
7 | Woodhouse | LED Street Lights | CODA Luminaire 1 Module 5000K 350mA | CO-LA-00005 | Non Dimmed | 4100070000100 | 8
7 | DW Windsor Ltd | LED Street Lights |  | 1LX2-113-05 LED Engine - 350mA | Non Dimmed | 4100070002100 | 7.2
7 | ASD Lighting | LED Street Lights |  | 8LED 200 CLO | Non Dimmed | 4100070003100 | 7
8 | CU Phosco Lighting | LED Street Lights |  | P852 A 200mA TRIDONIC 8W CLO | Non Dimmed | 4100080000100 | 8
8 | ASD Lighting | LED Street Lights |  | Retro Fit 6 LED Gear Tray | Non Dimmed | 4100080001100 | 8
8 | CU Phosco Lighting | LED Street Lights | MLSD-Approved | P852 A 200mA TRIDONIC 8W CLO | Non Dimmed | 4100086000100 | 8
9 | CU Phosco Lighting | LED Street Lights |  | P852 A 200mA PHILIPS 9W CLO | Non Dimmed | 4100090000100 | 9.2
9 | CU Phosco Lighting | LED Street Lights |  | P852 A 200mA TRIDONIC 9W | Non Dimmed | 4100090001100 | 8.6
9 | Ark Lighting Ltd | LED Street Lights |  | Dinky-SA2.35 | Non Dimmed | 4100090002100 | 10
9 | Lite-On Technology Corporation | LED Street Lights |  | PA1-20H-350_BOL CLO (36%) | Non Dimmed | 4100090003100 | 8.9
9 | ASD Lighting | LED Street Lights |  | 8LED 300 CLO | Non Dimmed | 4100090004100 | 9.5
9 | ASD Lighting | LED Street Lights |  | 12LED 200 CLO | Non Dimmed | 4100090005100 | 9.4
9 | CU Phosco Lighting | LED Street Lights | MLSD-Approved | P852 A 200mA PHILIPS 9W CLO | Non Dimmed | 4100096000100 | 9.2
9 | CU Phosco Lighting | LED Street Lights | MLSD-Approved | P852 A 200mA TRIDONIC 9W | Non Dimmed | 4100096001100 | 8.6
10 | ELTA-R Chenkin and Sie | LED Street Lights |  | SM 10 | Non Dimmed | 4100100000100 | 13
10 | ELTA-R Chenkin and Sie | LED Street Lights |  | SM 10F | Non Dimmed | 4100100001100 | 14
10 | CU Phosco Lighting | LED Street Lights |  | P851-4 B 150mA 10W | Non Dimmed | 4100100002100 | 10
10 | CU Phosco Lighting | LED Street Lights |  | P851-4 B 150mA 10W CLO | Non Dimmed | 4100100003100 | 10
10 | CU Phosco Lighting | LED Street Lights |  | P852 A 200mA PHILIPS 10W | Non Dimmed | 4100100004100 | 9.6
10 | CU Phosco Lighting | LED Street Lights |  | P852 A 250mA TRIDONIC 10W | Non Dimmed | 4100100005100 | 10
10 | CU Phosco Lighting | LED Street Lights |  | P852 A 250mA TRIDONIC 10W CLO | Non Dimmed | 4100100006100 | 10
10 | Urbis Schréder | LED Street Lights |  | 8 LED LF 350mA Module V4 CLO (62% dimmed circuit watts) | Single Stage Dimming | 4100100008062 | 10
10 | Urbis Schréder | LED Street Lights |  | 8 LED LF 350mA Module V4 (63% Dimmed Circuit Watts) | Single Stage Dimming | 4100100008063 | 10
10 | Urbis Schréder | LED Street Lights |  | 8 LED LF 350mA Module V4 CLO (80% dimmed circuit watts) | Single Stage Dimming | 4100100008080 | 10
10 | Urbis Schréder | LED Street Lights |  | 8 LED LF 350mA Module V4 (83% Dimmed Circuit Watts) | Single Stage Dimming | 4100100008083 | 10
10 | Urbis Schréder | LED Street Lights |  | 8 LED LF 350mA Module V4 CLO | Non Dimmed | 4100100008100 | 10
10 | TRT Lighting | LED Street Lights |  | Aspect 1 10W | Non Dimmed | 4100100009100 | 10
10 | Advanced LEDs Ltd | LED Street Lights |  | 10-1-6-CXL2-K2I-100-R10 (64% Dimmed Circuit Watts) | Single Stage Dimming | 4100100010064 | 10
10 | Advanced LEDs Ltd | LED Street Lights | LED Modules | 10-1-6-CXL2-K2I-100-R10 (76% Dimmed Circuit Watts) | Single Stage Dimming | 4100100010076 | 10
10 | Advanced LEDs Ltd | LED Street Lights |  | 10-1-6-CXL2-K2I-100-R10 | Non Dimmed | 4100100010100 | 10
10 | James M Anderson Ltd | LED Street Lights | Retrofit LED gear tray | Lewis and Harris Replacement Gear Tray for Coughtrie Bulkhead | Non Dimmed | 4100100011100 | 10
10 | Harvard Engineering | LED Street Lights |  | RetroSOX/RetroSON 1400lm LED module, High Efficacy (51% Dimmed Circuit Watts) | Single Stage Dimming | 4100100012051 | 10
10 | Harvard Engineering | LED Street Lights |  | RetroSOX/RetroSON 1400lm LED module, High Efficacy (71% Dimmed Circuit Watts) | Single Stage Dimming | 4100100012071 | 10
10 | Harvard Engineering | LED Street Lights |  | RetroSOX/RetroSON 1400lm LED module, High Efficacy (83% Dimmed Circuit Watts) | Single Stage Dimming | 4100100012083 | 10
10 | Harvard Engineering | LED Street Lights |  | RetroSOX/RetroSON 1400lm LED module, High Efficacy | Non Dimmed | 4100100012100 | 10
10 | DW Windsor Ltd | LED Street Lights |  | 1LX2-113-05 LED Engine - 500mA 100% | Non Dimmed | 4100100013100 | 10
10 | Carbon Reduction Technology Ltd | LED Street Lights |  | CRT-8 LED-350mA (22% Dimmed Circuit Watts) | Single Stage Dimming | 4100100014022 | 11
10 | Carbon Reduction Technology Ltd | LED Street Lights |  | CRT-8 LED-350mA (48% Dimmed Circuit Watts) | Single Stage Dimming | 4100100014048 | 11
10 | Carbon Reduction Technology Ltd | LED Street Lights |  | CRT-8 LED-350mA | Non Dimmed | 4100100014100 | 11
10 | Ark Lighting Ltd | LED Street Lights |  | LB3.35 | Non Dimmed | 4100100015100 | 10
10 | Electrical Express | LED Street Lights |  | Knightstar 10 | Non Dimmed | 4100100016100 | 11
10 | Urbis Schréder | LED Street Lights |  | 8 LED 350mA V7 CLO (60% Dimmed Circuit Watts) | Single Stage Dimming | 4100100017060 | 10
10 | Urbis Schréder | LED Street Lights |  | 8 LED 350mA V7 CLO (80% Dimmed Circuit Watts) | Single Stage Dimming | 4100100017080 | 10
10 | Urbis Schréder | LED Street Lights |  | 8 LED 350mA V7 CLO | Non Dimmed | 4100100017100 | 10
10 | Urbis Schréder | LED Street Lights |  | 4 LED 680mA DDP1 (55% Dimmed Circuit Watts) | Single Stage Dimming | 4100100018055 | 10
10 | Urbis Schréder | LED Street Lights |  | 4 LED 680mA DDP1 (78% Dimmed Circuit Watts) | Single Stage Dimming | 4100100018078 | 10
10 | Urbis Schréder | LED Street Lights |  | 4 LED 680mA DDP1 | Non Dimmed | 4100100018100 | 10
10 | Urbis Schreder | LED Street Lights |  | 4 LED 680mA DDP1 CLO (50% Dimmed Circuit Watts) | Single Stage Dimming | 4100100019050 | 10
10 | Urbis Schreder | LED Street Lights |  | 4 LED 680mA DDP1 CLO (70% Dimmed Circuit Watts) | Single Stage Dimming | 4100100019070 | 10
10 | Urbis Schreder | LED Street Lights |  | 4 LED 680mA DDP1 CLO | Non Dimmed | 4100100019100 | 10
10 | Thorn Lighting | LED Street Lights |  | Thorn LED Module 10W (50% Dimmed Circuit Watts) | Single Stage Dimming | 4100100020050 | 10
10 | Thorn Lighting | LED Street Lights |  | Thorn LED Module 10W | Non Dimmed | 4100100020100 | 10
10 | TRT Lighting | LED Street Lights |  | Aspect Eco 1 10W | Non Dimmed | 4100100021100 | 10
10 | Philips WRTL | LED Street Lights |  | Mini Luma M1A Neutral White 1.1KLm, Neutral White 1.2KLm Constant Flux | Non Dimmed | 4100100999100 | 10
10 | CU Phosco Lighting | LED Street Lights | MLSD-Approved | P852 A 250mA TRIDONIC 10W | Non Dimmed | 4100106005100 | 10
10 | CU Phosco Lighting | LED Street Lights | MLSD-Approved | P852 A 250mA TRIDONIC 10W CLO | Non Dimmed | 4100106006100 | 10
10 | Philips WRTL | LED Street Lights | MLSD-Approved | Mini Luma M1A Neutral White 1.1KLm, Neutral White 1.2KLm Constant Flux | Non Dimmed | 4100106999100 | 10
11 | Urbis Schréder | LED Street Lights |  | 8 LED BB Module | Non Dimmed | 4100110000100 | 11
11 | CU Phosco Lighting | LED Street Lights |  | P852 A 250mA PHILIPS 11W | Non Dimmed | 4100110001100 | 11
11 | CU Phosco Lighting | LED Street Lights |  | P852 A 250mA PHILIPS 11W CLO | Non Dimmed | 4100110002100 | 11
11 | Low Carbon Lighting Limited | LED Street Lights |  | LuxOn 11w | Non Dimmed | 4100110003100 | 11
11 | Lighting Services | LED Street Lights |  | LED 2ft Replacement [Tridonic LCI 20w 350mA TEC SR] + [STARK LLE-G3-24-280-1250-840-CLA] | Non Dimmed | 4100110004100 | 9.8
11 | CU Phosco Lighting | LED Street Lights |  | P852-12-***-NW-*0200-11W-CLO-PHSB1 | Non Dimmed | 4100110005100 | 11
11 | ASD Lighting | LED Street Lights |  | HIGHWAY DIAMOND 8 LED 350mA 50% O/P (59% Dimmed Circuit Watts) | Single Stage Dimming | 4100110006059 | 11
11 | ASD Lighting | LED Street Lights |  | HIGHWAY DIAMOND 8 LED 350mA | Non Dimmed | 4100110006100 | 11
11 | Low Carbon Lighting Limited | LED Street Lights |  | LuxOn 11W HPF | Non Dimmed | 4100110007100 | 11
11 | OrangeTek | LED Street Lights |  | Arialed Mini 10, 300mA, PP | Non Dimmed | 4100110012100 | 11
11 | Lite-On Technology Corporation | LED Street Lights |  | PA1-20H-350_BOL CLO (45%) | Non Dimmed | 4100110013100 | 11
11 | Urbis Schreder | LED Street Lights |  | 4 LED 680mA DDP2 CLO (64% Dimmed Circuit Watts) | Single Stage Dimming | 4100110014064 | 11
11 | Urbis Schreder | LED Street Lights |  | 4 LED 680mA DDP2 CLO (82% Dimmed Circuit Watts) | Single Stage Dimming | 4100110014082 | 11
11 | Urbis Schreder | LED Street Lights |  | 4 LED 680mA DDP2 CLO | Non Dimmed | 4100110014100 | 11
11 | ASD Lighting | LED Street Lights |  | 8LED 400 CLO | Non Dimmed | 4100110015100 | 12
11 | Philips Lighting | LED Street Lights | BGP381 | Iridium Gen 3 Mini GRN15 CLO 740 | Non Dimmed | 4100110016100 | 11
11 | Philips WRTL | LED Street Lights |  | Mini Luma M1A Cool White 1.4KLm, Neutral White 1.4KLm Constant Flux | Non Dimmed | 4100110999100 | 11
11 | CU Phosco Lighting | LED Street Lights | MLSD-Approved | P852 A 250mA PHILIPS 11W CLO | Non Dimmed | 4100116000100 | 11
11 | Low Carbon Lighting Limited | LED Street Lights | MLSD - Approved | LuxOn 11w | Non Dimmed | 4100116003100 | 11
12 | Indal WRTL Exterior Lighting Ltd | LED Street Lights | White High Power LED System | Mini Luma M1A Cool White 1.6KLm, Neutral White 1.6KLm, Neutral White 1.8KLm Constant Flux | Non Dimmed | 4100120000100 | 13
12 | Indal WRTL Exterior Lighting Ltd | LED Street Lights |  | Mini Luma M1A Cool White 2.2KLm, Neutral White 2KLm, Luma 1A Neutral White 2KLm Constant Flux | Single Stage Dimming | 4100120001069 | 13
12 | Indal WRTL Exterior Lighting Ltd | LED Street Lights |  | Mini Luma M1A Cool White 2.6KLm, Neutral White 2.4KLm, Luma 1A Neutral White 2.4KLm Constant Flux | Non Dimmed | 4100120001100 | 13
12 | Advanced LEDS Ltd | LED Street Lights |  | Marlin 1000 LH 12W | Non Dimmed | 4100120002100 | 12
12 | CU Phosco Lighting | LED Street Lights |  | P567A LED 4 200mA 12W V2 | Non Dimmed | 4100120003100 | 12
12 | CU Phosco Lighting | LED Street Lights |  | P851-4 B 200mA 12W | Non Dimmed | 4100120004100 | 12
12 | CU Phosco Lighting | LED Street Lights |  | P851-4 B 200mA 12W CLO | Non Dimmed | 4100120005100 | 12
12 | OrangeTek | LED Street Lights |  | ARIALED 10 (50% dimmed circuit watts) | Single Stage Dimming | 4100120006050 | 12
12 | OrangeTek | LED Street Lights |  | ARIALED 10 (75% dimmed circuit watts) | Single Stage Dimming | 4100120006075 | 12
12 | OrangeTek | LED Street Lights |  | ARIALED 10 | Non Dimmed | 4100120006100 | 12
12 | CU Phosco Lighting | LED Street Lights |  | P852 A 300mA TRIDONIC 12W | Non Dimmed | 4100120007100 | 12
12 | CU Phosco Lighting | LED Street Lights |  | P852 A 300mA TRIDONIC 12W CLO | Non Dimmed | 4100120008100 | 12
12 | Ark Lighting | LED Street Lights |  | LinearLED-36M | Non Dimmed | 4100120009100 | 12
12 | Harvard Engineering | LED Street Lights | RetroSOX LED Module with Len | 35W SOX Replacement Light Engine, powered by a 350 mA Harvard driver | Non Dimmed | 4100120010100 | 13
12 | Hardie-Secure Products Ltd | LED Street Lights |  | Night Sight 12W | Non Dimmed | 4100120011100 | 12
12 | Hardie-Secure Products Ltd | LED Street Lights |  | Jewel 12W | Non Dimmed | 4100120012100 | 13
12 | GE Hungary Kft | LED Street Lights |  | SLBT/1/F/B/12/40/D/ST/C1P/N/S60/R7035 | Non Dimmed | 4100120013100 | 11
12 | CU Phosco Lighting | LED Street Lights |  | P852-12-***-NW-*200-PHSB1 | Non Dimmed | 4100120014100 | 12
12 | James M Anderson Ltd | LED Street Lights |  | BARRA 12 - LED Gear Tray | Non Dimmed | 4100120015100 | 14
12 | GE Hungary Kft | LED Street Lights |  | SLBT/2/12 (83% Dimmed Circuit Watts) | Single Stage Dimming | 4100120016083 | 11
12 | GE Hungary Kft | LED Street Lights |  | SLBT/2/12 | Non Dimmed | 4100120016100 | 11
12 | Thorn Lighting | LED Street Lights |  | Thorn LED Module 12W (50% Dimmed Circui Watts) | Single Stage Dimming | 4100120017050 | 12
12 | Thorn Lighting | LED Street Lights |  | Thorn LED Module 12W | Non Dimmed | 4100120017100 | 12
12 | ASD Lighting | LED Street Lights |  | 12LED 300 CLO | Non Dimmed | 4100120018100 | 13
12 | Vision Illumination | LED Street Lights |  | LKD 12LED 350mA Light Engine | Non Dimmed | 4100120019100 | 14
12 | Philips WRTL | LED Street Lights |  | Mini Luma M1A Cool White 1.6KLm, Neutral White 1.6KLm, Neutral White 1.8KLm Constant Flux | Non Dimmed | 4100120999100 | 12
12 | CU Phosco Lighting | LED Street Lights | MLSD-Approved | P852 A 300mA TRIDONIC 12W | Non Dimmed | 4100126007100 | 12
12 | CU Phosco Lighting | LED Street Lights | MLSD-Approved | P852 A 300mA TRIDONIC 12W CLO | Non Dimmed | 4100126008100 | 12
13 | CU Phosco Lighting | LED Street Lights |  | P851-6 B 150mA 13W CLO | Non Dimmed | 4100130000100 | 13
13 | CU Phosco Lighting | LED Street Lights |  | P852 A 300mA PHILIPS 13W | Non Dimmed | 4100130001100 | 13
13 | CU Phosco Lighting | LED Street Lights |  | P852 A 300mA PHILIPS 13W CLO | Non Dimmed | 4100130002100 | 13
13 | OrangeTek | LED Street Lights |  | TERRALED Mini 12 (62% dimmed circuit watts) | Single Stage Dimming | 4100130003062 | 13
13 | OrangeTek | LED Street Lights |  | TERRALED Mini 12 (77% dimmed circuit watts) | Single Stage Dimming | 4100130003077 | 13
13 | OrangeTek | LED Street Lights |  | TERRALED Mini 12 | Non Dimmed | 4100130003100 | 13
13 | OrangeTek | LED Street Lights |  | ARIALED 10Xi (54% dimmed circuit watts) | Single Stage Dimming | 4100130004054 | 13
13 | OrangeTek | LED Street Lights |  | ARIALED 10Xi (77% dimmed circuit watts) | Single Stage Dimming | 4100130004077 | 13
13 | OrangeTek | LED Street Lights |  | ARIALED 10Xi | Non Dimmed | 4100130004100 | 13
13 | DW Windsor Ltd | LED Street Lights |  | 1LX2-113-10 LED Engine - 350mA | Non Dimmed | 4100130005100 | 13
13 | CU Phosco Lighting | LED Street Lights |  | P852-12-***-NW-*0250-13W-CLO-PHSB1 | Non Dimmed | 4100130006100 | 13
13 | Harvard Engineering | LED Street Lights | RetroSOX LED module | RetroSoxXX 1400lm-Standard Efficacy RetroSONXX 1400lm-Standard Efficacy (46% Dimmed Circuit Watts) | Single Stage Dimming | 4100130007046 | 13
13 | Harvard Engineering | LED Street Lights | RetroSOX LED module | RetroSoxXX 1400lm-Standard Efficacy RetroSONXX 1400lm-Standard Efficacy (62% Dimmed Circuit Watts) | Single Stage Dimming | 4100130007062 | 13
13 | Harvard Engineering | LED Street Lights | RetroSOX LED module | RetroSoxXX 1400lm-Standard Efficacy RetroSONXX 1400lm-Standard Efficacy (77% Dimmed Circuit Watts) | Single Stage Dimming | 4100130007077 | 13
13 | Harvard Engineering | LED Street Lights | RetroSOX LED module | RetroSoxXX 1400lm-Standard Efficacy RetroSONXX 1400lm-Standard Efficacy | Non Dimmed | 4100130007100 | 13
13 | GE Hungary Kft | LED Street Lights |  | SLBT/1/F/B/13/40/D/ST/C1/N/S60/R7035 | Non Dimmed | 4100130008100 | 12
13 | OrangeTek | LED Street Lights |  | Voyager 12 Xi 300mA (62% Dimmed Circuit Watts) | Single Stage Dimming | 4100130009062 | 13
13 | OrangeTek | LED Street Lights |  | Voyager 12 Xi 300mA (77% Dimmed Circuit Watts) | Single Stage Dimming | 4100130009077 | 13
13 | OrangeTek | LED Street Lights |  | Voyager 12 Xi 300mA | Non Dimmed | 4100130009100 | 13
13 | Urbis Schréder | LED Street Lights |  | 8 LED 500mA V7 CLO (54% Dimmed Circuit Watts) | Single Stage Dimming | 4100130010054 | 13
13 | Urbis Schréder | LED Street Lights |  | 8 LED 500mA V7 CLO (77% Dimmed Circuit Watts) | Single Stage Dimming | 4100130010077 | 13
13 | Urbis Schréder | LED Street Lights |  | 8 LED 500mA V7 CLO | Non Dimmed | 4100130010100 | 13
13 | Holophane Europe ltd | LED Street Lights |  | VMX.V1 16 LED Street Lighting Luminaire (200 mA) (59% Dimmed Circuit Watts - 50% Dimmed Drive Current) | Single Stage Dimming | 4100130011059 | 13
13 | Holophane Europe ltd | LED Street Lights |  | VMX.V1 16 LED Street Lighting Luminaire (200 mA) (77% Dimmed Circuit Watts - 75% Dimmed Drive Current) | Single Stage Dimming | 4100130011077 | 13
13 | Holophane Europe ltd | LED Street Lights |  | VMX.V1 16 LED Street Lighting Luminaire (200 mA) | Non Dimmed | 4100130011100 | 13
13 | Urbis Schréder | LED Street Lights |  | 8 LED 480mA DDP1 (56% Dimmed Circuit Watts) | Single Stage Dimming | 4100130012056 | 13
13 | Urbis Schréder | LED Street Lights |  | 8 LED 480mA DDP1 (77% Dimmed Circuit Watts) | Single Stage Dimming | 4100130012077 | 13
13 | Urbis Schréder | LED Street Lights |  | 8 LED 480mA DDP1 | Non Dimmed | 4100130012100 | 13
13 | Lite-On Technology Corporation | LED Street Lights |  | PA1-20H-350_BOL CLO (54%) | Non Dimmed | 4100130013100 | 13
13 | Lite-On Technology Corporation | LED Street Lights |  | PA1-20H-530_BOL CLO (36%) | Non Dimmed | 4100130014100 | 13
13 | Urbis Schreder | LED Street Lights |  | 8 LED 480mA DDP1 CLO (54% Dimmed Circuit Watts) | Single Stage Dimming | 4100130015054 | 13
13 | Urbis Schreder | LED Street Lights |  | 8 LED 480mA DDP1 CLO (77% Dimmed Circuit Watts) | Single Stage Dimming | 4100130015077 | 13
13 | Urbis Schreder | LED Street Lights |  | 8 LED 480mA DDP1 CLO | Non Dimmed | 4100130015100 | 13
13 | Thorn Lighting | LED Street Lights |  | RPEC-Module 12L35 CLO | Non Dimmed | 4100130998100 | 13
13 | Philips WRTL | LED Street Lights |  | Mini Luma M1A Cool White 1.8KLm Constant Flux | Non Dimmed | 4100130999100 | 13
13 | CU Phosco Lighting | LED Street Lights | MLSD-Approved | P852 A 300mA PHILIPS 13W CLO | Non Dimmed | 4100136000100 | 13
14 | Advanced LEDS Ltd | LED Street Lights |  | Clipper 14WEH | Non Dimmed | 4100140000100 | 15
14 | Thorn-Europhane | LED Street Lights |  | StreetLED 350x12LED - Oxane 14W / - Isaro LED 14W | Non Dimmed | 4100140001100 | 14
14 | Thorn Lighting | LED Street Lights |  | ISARO LED DURHAM 14W (57%) | Single Stage Dimming | 4100140002057 | 14
14 | Thorn Lighting | LED Street Lights |  | ISARO LED DURHAM 14W | Non Dimmed | 4100140002100 | 14
14 | TRT Lighting | LED Street Lights |  | Aspect 1 14 | Non Dimmed | 4100140003100 | 14
14 | CU Phosco Lighting | LED Street Lights |  | P851-4 B 250mA 14W CLO | Non Dimmed | 4100140004100 | 14
14 | CU Phosco Lighting | LED Street Lights |  | P851-6 B 150mA 14W | Non Dimmed | 4100140005100 | 14
14 | CU Phosco Lighting | LED Street Lights |  | P852 A 350mA PHILIPS 14W CLO | Non Dimmed | 4100140006100 | 14
14 | CU Phosco Lighting | LED Street Lights |  | P852 A 350mA TRIDONIC 14W | Non Dimmed | 4100140007100 | 14
14 | CU Phosco Lighting | LED Street Lights |  | P852 A 350mA TRIDONIC 14W CLO | Non Dimmed | 4100140008100 | 14
14 | LED Roadway Lighting | LED Street Lights |  | NXT-12 14W | Non Dimmed | 4100140009100 | 15
14 | Philips Lighting | LED Street Lights | Clearway | Clearway BGP302 LED13S 740 CLO (49% dimmed circuit watts) | Single Stage Dimming | 4100140011049 | 14
14 | Philips Lighting | LED Street Lights | Clearway | Clearway BGP302 LED13S 740 CLO | Non Dimmed | 4100140011100 | 14
14 | Urbis Schréder | LED Street Lights |  | 8 LED LF 500mA Module V4 CLO (57% dimmed circuit watts) | Single Stage Dimming | 4100140012057 | 14
14 | Urbis Schréder | LED Street Lights |  | 8 LED LF 500mA Module V4 CLO (79% dimmed circuit watts) | Single Stage Dimming | 4100140012079 | 14
14 | Urbis Schréder | LED Street Lights |  | 8 LED LF 500mA Module V4 CLO | Non Dimmed | 4100140012100 | 14
14 | Ark Lighting | LED Street Lights |  | Acorn-LA3/350 | Non Dimmed | 4100140014100 | 15
14 | Ark Lighting | LED Street Lights |  | LinearLED-108L | Non Dimmed | 4100140015100 | 15
14 | Advanced LEDs Ltd | LED Street Lights |  | 14-1-6-CXL2-K2P-100-R10 (55% Dimmed Circuit Watts) | Single Stage Dimming | 4100140016055 | 15
14 | Advanced LEDs Ltd | LED Street Lights | LED Modules | 14-1-6-CXL2-K2P-100-R10 (73% Dimmed Circuit Watts) | Single Stage Dimming | 4100140016073 | 15
14 | Advanced LEDs Ltd | LED Street Lights |  | 14-1-6-CXL2-K2P-100-R10 | Non Dimmed | 4100140016100 | 15
14 | Harvard Engineering | LED Street Lights | RetroLED Module with Lens- 35W SOX replacement | RetroLED with Lens and CLP350 WIMAC Dimming LED Driver | Non Dimmed | 4100140017100 | 17
14 | Urbis Schréder | LED Street Lights |  | 8 LED LF 500mA Module V4 (56% Dimmed Circuit Watts) | Single Stage Dimming | 4100140018056 | 14
14 | Urbis Schréder | LED Street Lights |  | 8 LED LF 500mA Module V4 (79% Dimmed Circuit Watts) | Single Stage Dimming | 4100140018079 | 14
14 | Urbis Schréder | LED Street Lights |  | 8 LED LF 500mA Module V4 | Non Dimmed | 4100140018100 | 14
14 | LED Roadway Lighting | LED Street Lights |  | NXT-12 14W CLO (53% Dimmed Circuit Watts) | Single Stage Dimming | 4100140019053 | 15
14 | LED Roadway Lighting | LED Street Lights |  | NXT-12 14W CLO (73% Dimmed Circuit Watts) | Single Stage Dimming | 4100140019073 | 15
14 | LED Roadway Lighting | LED Street Lights |  | NXT-12 14W CLO (80% Dimmed Circuit Watts) | Single Stage Dimming | 4100140019080 | 15
14 | LED Roadway Lighting | LED Street Lights |  | NXT-12 14W CLO | Non Dimmed | 4100140019100 | 15
14 | Thorn Lighting | LED Street Lights |  | RPEC-Module 12L35 (50% Dimmed Circuit Watts) | Single Stage Dimming | 4100140020050 | 14
14 | Thorn Lighting | LED Street Lights |  | RPEC-Module 12L35 (57% Dimmed Circuit Watts) | Single Stage Dimming | 4100140020057 | 14
14 | Thorn Lighting | LED Street Lights |  | RPEC-Module 12L35 (79% Dimmed Circuit Watts) | Single Stage Dimming | 4100140020079 | 14
14 | Thorn Lighting | LED Street Lights |  | RPEC-Module 12L35 | Non Dimmed | 4100140020100 | 14
14 | GE Hungary Kft | LED Street Lights |  | SLBT/1/F/B/14/40/D/ST/C1/N/S60/R7035 | Non Dimmed | 4100140021100 | 14
14 | CU Phosco Lighting | LED Street Lights |  | P852-12-***-NW-*250-PHSB1 | Non Dimmed | 4100140022100 | 14
14 | Ark Lighting Ltd | LED Street Lights |  | Dinky-SA2.5 | Non Dimmed | 4100140023100 | 14
14 | Ark Lighting Ltd | LED Street Lights |  | LB3.5 | Non Dimmed | 4100140024100 | 14
14 | LG | LED Street Lights |  | SA4vv0wwxyz (39% Dimmed Circuit Watts) | Single Stage Dimming | 4100140025039 | 14
14 | LG | LED Street Lights |  | SA4vv0wwxyz (46% Dimmed Circuit Watts) | Single Stage Dimming | 4100140025046 | 14
14 | LG | LED Street Lights |  | SA4vv0wwxyz (54% Dimmed Circuit Watts) | Single Stage Dimming | 4100140025054 | 14
14 | LG | LED Street Lights |  | SA4vv0wwxyz (62% Dimmed Circuit Watts) | Single Stage Dimming | 4100140025062 | 14
14 | LG | LED Street Lights |  | SA4vv0wwxyz (71% Dimmed Circuit Watts) | Single Stage Dimming | 4100140025071 | 14
14 | LG | LED Street Lights |  | SA4vv0wwxyz (79% Dimmed Circuit Watts) | Single Stage Dimming | 4100140025079 | 14
14 | LG | LED Street Lights |  | SA4vv0wwxyz (86% Dimmed Circuit Watts) | Single Stage Dimming | 4100140025086 | 14
14 | LG | LED Street Lights |  | SA4vv0wwxyz | Non Dimmed | 4100140025100 | 14
14 | Urbis Schreder | LED Street Lights |  | 8 LED 480mA DDP2 CLO (64% Dimmed Circuit Watts) | Single Stage Dimming | 4100140026064 | 14
14 | Urbis Schreder | LED Street Lights |  | 8 LED 480mA DDP2 CLO (79% Dimmed Circuit Watts) | Single Stage Dimming | 4100140026079 | 14
14 | Urbis Schreder | LED Street Lights |  | 8 LED 480mA DDP2 CLO | Non Dimmed | 4100140026100 | 14
14 | ASD Lighting | LED Street Lights |  | 8LED 500 CLO | Non Dimmed | 4100140027100 | 14
14 | TRT Lighting | LED Street Lights |  | Aspect Eco 1 14W | Non Dimmed | 4100140028100 | 14.5
14 | Thorn Lighting | LED Street Lights |  | Isaro/Oxane/Dyana 14W Street LED Module, 12 LED's @350mA (80% Dimmed Circuit Watts) | Single Stage Dimming | 4100140998080 | 15
14 | Thorn Lighting | LED Street Lights |  | Isaro/Oxane/Dyana 14W Street LED Module, 12 LED's @350mA | Non Dimmed | 4100140998100 | 15
14 | Advanced LEDS Ltd | LED Street Lights | MLSD-Approved | Clipper 14WEH | Non Dimmed | 4100146000100 | 15
14 | CU Phosco Lighting | LED Street Lights | MLSD-Approved | P852 A 350mA PHILIPS 14W CLO | Non Dimmed | 4100146001100 | 14
14 | CU Phosco Lighting | LED Street Lights | MLSD-Approved | P852 A 350mA TRIDONIC 14W | Non Dimmed | 4100146007100 | 14
14 | CU Phosco Lighting | LED Street Lights | MLSD-Approved | P852 A 350mA TRIDONIC 14W CLO | Non Dimmed | 4100146008100 | 14
15 | Indal WRTL Exterior Lighting Ltd | LED Street Lights | White High Power LED System | Stela Square 10 LED Cool-led / Directa Post Top Road Lighting Luminaire | Non Dimmed | 4100150000100 | 15
15 | MBRM PTY LTD | LED Street Lights |  | 15W Screentech MBRM LED Street Lights | Non Dimmed | 4100150001100 | 19
15 | Indal WRTL Exterior Lighting Ltd | LED Street Lights | White High Power LED System | Stela Square/Long 12 LED 15W Cree XPG 350mA, Cool White Road Lighting Luminaire | Non Dimmed | 4100150002100 | 15
15 | Indal WRTL Exterior Lighting Ltd | LED Street Lights |  | Stela 12 LED 15W Cree XPG 350mA Cool White 1-10V Dimmable Road Lighting Lumminaire (Dimmed 73% Circuit Watts) | Single Stage Dimming | 4100150003073 | 15
15 | Indal WRTL Exterior Lighting Ltd | LED Street Lights |  | Stela 12 LED 15W Cree XPG 350mA Cool White 1-10V Dimmable Road Lighting Lumminaire | Non Dimmed | 4100150003100 | 15
15 | CU Phosco Lighting | LED Street Lights |  | P567A LED 4 250mA 15W V2 | Non Dimmed | 4100150004100 | 15
15 | CU Phosco Lighting | LED Street Lights |  | P851-4 B 250mA 15W | Non Dimmed | 4100150005100 | 15
15 | CU Phosco Lighting | LED Street Lights |  | P852 A 350mA PHILIPS 15W | Non Dimmed | 4100150006100 | 15
15 | INDO Lighting LTD | LED Street Lights |  | INDO-15W LED MODULE | Non Dimmed | 4100150007100 | 17
15 | ASD Lighting | LED Street Lights |  | Highway Crystal 12 LED (69% dimmed circuit watts) | Single Stage Dimming | 4100150008069 | 16
15 | ASD Lighting | LED Street Lights |  | Highway Crystal 12 LED | Non Dimmed | 4100150008100 | 16
15 | Thorn Lighting | LED Street Lights |  | R-PEC LED Module, 12 LED's @350mA R2L2 S 12L35 (67% dimmed circuit watts) | Single Stage Dimming | 4100150009067 | 15
15 | Thorn Lighting | LED Street Lights |  | R-PEC LED Module, 12 LED's @350mA R2L2 S 12L35 | Non Dimmed | 4100150009100 | 15
15 | ASD Lighting | LED Street Lights |  | ASD - 12 LED - Streetlight | Non Dimmed | 4100150010100 | 15
15 | ASD Lighting | LED Street Lights |  | ASD - 12 LED Variant - Streetlight | Non Dimmed | 4100150011100 | 15
15 | CU Phosco Lighting | LED Street Lights |  | P852-12-***-NW-*0300-15W-CLO-PHSB1 | Non Dimmed | 4100150012100 | 15
15 | Harvard Engineering | LED Street Lights | RetroSOX/RetroSON LED module | RetroSox/RetroSON 2000lm High Efficacy moduel | Non Dimmed | 4100150013100 | 15
15 | Holophane Europe ltd | LED Street Lights |  | FTS 20 LED Street Lighting Luminaire (250mA) CLO (70%) (62% Dimmed Circuit Watts - 50% Dimmed Drive Current) | Single Stage Dimming | 4100150014062 | 15
15 | Holophane Europe ltd | LED Street Lights |  | FTS 20 LED Street Lighting Luminaire (250mA) CLO (70%) (67% Dimmed Circuit Watts - 60% Dimmed Drive Current) | Single Stage Dimming | 4100150014067 | 15
15 | Holophane Europe ltd | LED Street Lights |  | FTS 20 LED Street Lighting Luminaire (250mA) CLO (70%) (80% Dimmed Circuit Watts - 70% Dimmed Drive Current) | Single Stage Dimming | 4100150014080 | 15
15 | Holophane Europe ltd | LED Street Lights |  | FTS 20 LED Street Lighting Luminaire (250mA) CLO (70%) | Non Dimmed | 4100150014100 | 15
15 | GE Hungary Kft | LED Street Lights |  | SLBT/1/F/B/15/40/D/ST/C1P/N/S60/R7035 | Non Dimmed | 4100150015100 | 14
15 | GE Hungary Kft | LED Street Lights |  | SLBT/1E/F/B/15/40/N/ST/C1P/N/S60/R7035 | Non Dimmed | 4100150016100 | 14
15 | GE Hungary Kft | LED Street Lights |  | SLBT/1E/F/B/15/40/D/ST/C1/N/S60/R7035 | Non Dimmed | 4100150017100 | 14
15 | DW Windsor Ltd | LED Street Lights |  | 1LX2-113-05 LED Engine - 700mA 100% | Non Dimmed | 4100150018100 | 15
15 | Thorn Lighting | LED Street Lights |  | Thorn LED Module 15W (53% Dimmed Circuit Watts) | Single Stage Dimming | 4100150019053 | 15
15 | Thorn Lighting | LED Street Lights |  | Thorn LED Module 15W | Non Dimmed | 4100150019100 | 15
15 | ASD Lighting | LED Street Lights |  | HIGHWAY DIAMOND 12 LED 350mA (50% O/P) (60% Dimmed Circuit Watts) | Single Stage Dimming | 4100150020060 | 15
15 | ASD Lighting | LED Street Lights |  | HIGHWAY DIAMOND 12 LED 350mA | Non Dimmed | 4100150020100 | 15
15 | GE Hungary Kft | LED Street Lights |  | SPL/1/F/B/15/40/A/ST/C1/N/S60/R7035 | Non Dimmed | 4100150021100 | 15
15 | ASD Lighting | LED Street Lights |  | HIGHWAY DIAMOND 8 LED 500mA 50% O/P (55% Dimmed Circuit Watts) | Single Stage Dimming | 4100150022055 | 15
15 | ASD Lighting | LED Street Lights |  | HIGHWAY DIAMOND 8 LED 500mA | Non Dimmed | 4100150022100 | 15
15 | GE Hungary Kft | LED Street Lights |  | SP L/2/F/B/15/40/A/ST/C1/P/P76 | Non Dimmed | 4100150023100 | 15
15 | GE Hungary Kft | LED Street Lights |  | OKAP/2/15 | Non Dimmed | 4100150024100 | 14
15 | GE Hungary Kft | LED Street Lights |  | SLBT/2/15 (58% Dimmed Circuit Watts) | Single Stage Dimming | 4100150025058 | 14
15 | GE Hungary Kft | LED Street Lights |  | SLBT/2/15 (79% Dimmed Circuit Watts) | Single Stage Dimming | 4100150025079 | 14
15 | GE Hungary Kft | LED Street Lights |  | SLBT/2/15 | Non Dimmed | 4100150025100 | 14
15 | Lite-On Technology Corporation | LED Street Lights |  | PA1-20H-350_BOL CLO (63%) | Non Dimmed | 4100150026100 | 15
15 | Philips Lighting | LED Street Lights | BGP381 | Iridium Gen 3 Mini GRN20 CLO 740 | Non Dimmed | 4100150027100 | 15
15 | Philips WRTL | LED Street Lights |  | Mini Luma M1A Cool White 2KLm Constant Flux | Non Dimmed | 4100150999100 | 15
15 | Philips WRTL | LED Street Lights | MLSD-Approved | Mini Luma M1A Cool White 2KLm Constant Flux | Non Dimmed | 4100156999100 | 15
16 | Urbis Schréder | LED Street Lights |  | Nano 1 -12 LED Luminaire | Non Dimmed | 4100160000100 | 16
16 | Philips Lighting | LED Street Lights | Fortimo LED Constant Light Output Xitanium 35W driver | Fortimo LED 1000lm 740 (4000K) Neutral White (Dimmed 53%) | Single Stage Dimming | 4100160001053 | 15
16 | Philips Lighting | LED Street Lights | Fortimo LED Constant Light Output Xitanium 35W driver | Fortimo LED 1000lm 740 (4000K) Neutral White | Non Dimmed | 4100160001100 | 15
16 | Urbis Schréder | LED Street Lights |  | 16 LED LF 263mA Module V2 (59% Dimmed Circuit Watts) | Single Stage Dimming | 4100160003059 | 16
16 | Urbis Schréder | LED Street Lights |  | 16 LED LF 263mA Module V2 | Non Dimmed | 4100160003100 | 16
16 | Philips WRTL | LED Street Lights |  | Mini Luma M1A Cool White 2.2KLm, Neutral White 2KLm, Luma 1A Neutral White 2KLm Constant Flux | Non Dimmed | 4100160004100 | 16
16 | CU Phosco Lighting | LED Street Lights |  | P852 A 400mA PHILIPS 16W CLO | Non Dimmed | 4100160005100 | 16
16 | CU Phosco Lighting | LED Street Lights |  | P852 A 400mA TRIDONIC 16W | Non Dimmed | 4100160006100 | 16
16 | CU Phosco Lighting | LED Street Lights |  | P852 A 400mA TRIDONIC 16W CLO | Non Dimmed | 4100160007100 | 16
16 | Philips Lighting | LED Street Lights | Clearway | Clearway BGP302 LED15S 740 CLO (49% dimmed circuit watts) | Single Stage Dimming | 4100160008049 | 16
16 | Philips Lighting | LED Street Lights | Clearway | Clearway BGP302 LED15S 740 CLO | Non Dimmed | 4100160008100 | 16
16 | Urbis Schréder | LED Street Lights |  | 16 LED LF 263mA Module V3 (81% Dimmed Circuit Watts) | Single Stage Dimming | 4100160009081 | 16
16 | Urbis Schréder | LED Street Lights |  | 16 LED LF 263mA Module V3 | Non Dimmed | 4100160009100 | 16
16 | Ark Lighting | LED Street Lights |  | LinearLED-36H | Non Dimmed | 4100160010100 | 17
16 | Kingfisher Lighting/AEC Illuminazione | LED Street Lights |  | PIT1xyz4501e_bbv.c****** (525mA) (37% Dimmed Circuit Watts) | Single Stage Dimming | 4100160011037 | 15
16 | Kingfisher Lighting/AEC Illuminazione | LED Street Lights |  | PIT1xyz4501e_bbv.c****** (525mA) (58% Dimmed Circuit Watts) | Single Stage Dimming | 4100160011058 | 15
16 | Kingfisher Lighting/AEC Illuminazione | LED Street Lights |  | PIT1xyz4501e_bbv.c****** (525mA) (80% Dimmed Circuit Watts) | Single Stage Dimming | 4100160011080 | 15
16 | Kingfisher Lighting/AEC Illuminazione | LED Street Lights |  | PIT1xyz4501e_bbv.c****** (525mA) | Non Dimmed | 4100160011100 | 15
16 | GE Hungary Kft | LED Street Lights |  | NA/1/AWC/16/40/D/ST/C1/N/1/60/R9007 | Non Dimmed | 4100160012100 | 15
16 | Holophane Europe ltd | LED Street Lights |  | FTS 20 LED Street Lighting Luminaire (250mA) CLO (80%) (60% Dimmed Circuit Watts - 50% Dimmed Drive Current) | Single Stage Dimming | 4100160013060 | 16
16 | Holophane Europe ltd | LED Street Lights |  | FTS 20 LED Street Lighting Luminaire (250mA) CLO (80%) (69% Dimmed Circuit Watts - 60% Dimmed Drive Current) | Single Stage Dimming | 4100160013069 | 16
16 | Holophane Europe ltd | LED Street Lights |  | FTS 20 LED Street Lighting Luminaire (250mA) CLO (80%) (75% Dimmed Circuit Watts - 70% Dimmed Drive Current) | Single Stage Dimming | 4100160013075 | 16
16 | Holophane Europe ltd | LED Street Lights |  | FTS 20 LED Street Lighting Luminaire (250mA) CLO (80%) | Non Dimmed | 4100160013100 | 16
16 | CU Phosco Lighting | LED Street Lights |  | P852-12-***-NW-*300-PHSB1 | Non Dimmed | 4100160014100 | 16
16 | Thorn Lighting | LED Street Lights |  | Thorn LED Module 16W | Non Dimmed | 4100160015100 | 16
16 | GE Hungary Kft | LED Street Lights |  | SMBT/1/16 | Non Dimmed | 4100160016100 | 15
16 | Urbis Schréder | LED Street Lights |  | 8 LED 615mA DDP1 CLO | Non Dimmed | 4100160017100 | 16
16 | OrangeTek | LED Street Lights |  | Arialed Mini 10, 450mA, PP | Non Dimmed | 4100160018100 | 16
16 | NVC Lighting | LED Street Lights |  | NBF13-OP2-740 (56% Dimmed Circuit Watts) | Single Stage Dimming | 4100160019056 | 16
16 | NVC Lighting | LED Street Lights |  | NBF13-OP2-740 (75% Dimmed Circuit Watts) | Single Stage Dimming | 4100160019075 | 16
16 | NVC Lighting | LED Street Lights |  | NBF13-OP2-740 | Non Dimmed | 4100160019100 | 16
16 | Low Carbon Lighting Limited | LED Street Lights |  | LuxOn 16W | Non Dimmed | 4100160020100 | 16
16 | Lite-On Technology Corporation | LED Street Lights |  | PA1-20H-530_BOL CLO (45%) | Non Dimmed | 4100160021100 | 16
16 | ASD Lighting | LED Street Lights |  | 12LED 400 CLO | Non Dimmed | 4100160022100 | 17
16 | NVC Lighting | LED Street Lights |  | NBF16/OP2/740, NBF16/OP3/740, NBF16/OP4/740, NBF16/OP5/740 (29% Dimmed Circuit Watts) | Single Stage Dimming | 4100160023029 | 16
16 | NVC Lighting | LED Street Lights |  | NBF16/OP2/740, NBF16/OP3/740, NBF16/OP4/740, NBF16/OP5/740 (47% Dimmed Circuit Watts) | Single Stage Dimming | 4100160023047 | 16
16 | NVC Lighting | LED Street Lights |  | NBF16/OP2/740, NBF16/OP3/740, NBF16/OP4/740, NBF16/OP5/740 (56% Dimmed Circuit Watts) | Single Stage Dimming | 4100160023056 | 16
16 | NVC Lighting | LED Street Lights |  | NBF16/OP2/740, NBF16/OP3/740, NBF16/OP4/740, NBF16/OP5/740 (63% Dimmed Circuit Watts) | Single Stage Dimming | 4100160023063 | 16
16 | NVC Lighting | LED Street Lights |  | NBF16/OP2/740, NBF16/OP3/740, NBF16/OP4/740, NBF16/OP5/740 (69% Dimmed Circuit Watts) | Single Stage Dimming | 4100160023069 | 16
16 | NVC Lighting | LED Street Lights |  | NBF16/OP2/740, NBF16/OP3/740, NBF16/OP4/740, NBF16/OP5/740 (75% Dimmed Circuit Watts) | Single Stage Dimming | 4100160023075 | 16
16 | NVC Lighting | LED Street Lights |  | NBF16/OP2/740, NBF16/OP3/740, NBF16/OP4/740, NBF16/OP5/740 (88% Dimmed Circuit Watts) | Single Stage Dimming | 4100160023088 | 16
16 | NVC Lighting | LED Street Lights |  | NBF16/OP2/740, NBF16/OP3/740, NBF16/OP4/740, NBF16/OP5/740 | Non Dimmed | 4100160023100 | 16
16 | Philips Lighting | LED Street Lights | BGP381 | Iridium Gen 3 Mini GRN25 CLO 740 | Non Dimmed | 4100160024100 | 16
16 | ASD Lighting | LED Street Lights |  | 8LED 600 CLO | Non Dimmed | 4100160025100 | 17
16 | CU Phosco Lighting | LED Street Lights | MLSD-Approved | P852 A 400mA PHILIPS 16W CLO | Non Dimmed | 4100166000100 | 16
16 | CU Phosco Lighting | LED Street Lights | MLSD-Approved | P852 A 400mA TRIDONIC 16W | Non Dimmed | 4100166006100 | 16
16 | CU Phosco Lighting | LED Street Lights | MLSD-Approved | P852 A 400mA TRIDONIC 16W CLO | Non Dimmed | 4100166007100 | 16
17 | Indal WRTL Exterior Lighting Ltd | LED Street Lights | White High Power LED System | Stela Square/Long 14 LED 17W Cree XPG 350mA, Cool White Road Lighting Luminaire | Non Dimmed | 4100170000100 | 17
17 | Philips Lighting | LED Street Lights | Fortimo LED Constant Light Output Xitanium 35W Driver | Fortimo LED 1100lm 730 (3000K) Warm White (Dimmed 47% Circuit Watts) | Single Stage Dimming | 4100170001047 | 17
17 | Philips Lighting | LED Street Lights | Fortimo LED Constant Light Output Xitanium 35W Driver | Fortimo LED 1100lm 730 (3000K) Warm White | Non Dimmed | 4100170001100 | 17
17 | Indal WRTL Exterior Lighting Ltd | LED Street Lights |  | Stela 14 LED 17W Cree XPG 350mA Cool White 1-10V Dimmable Road Lighting Lumminaire (Dimmed 76% Circuit Watts) | Single Stage Dimming | 4100170002076 | 17
17 | Indal WRTL Exterior Lighting Ltd | LED Street Lights |  | Stela 14 LED 17W Cree XPG 350mA Cool White 1-10V Dimmable Road Lighting Lumminaire | Non Dimmed | 4100170002100 | 17
17 | Advanced LEDS Ltd | LED Street Lights |  | Marlin 1000 LH 17W | Non Dimmed | 4100170003100 | 17
17 | Philips Lighting | LED Street Lights |  | LEDGine 2.2 Jan 2013 Grn20 740 Neutral White, Grn21 657 Cool White | Non Dimmed | 4100170004100 | 17
17 | CU Phosco Lighting | LED Street Lights |  | P567A LED 4 300mA 17W V2 | Non Dimmed | 4100170005100 | 17
17 | CU Phosco Lighting | LED Street Lights |  | P851-4 B 300mA 17W | Non Dimmed | 4100170006100 | 17
17 | CU Phosco Lighting | LED Street Lights |  | P851-4 B 300mA 16W CLO | Non Dimmed | 4100170007100 | 17
17 | CU Phosco Lighting | LED Street Lights |  | P851-6 B 200mA 17W CLO | Non Dimmed | 4100170008100 | 17
17 | CU Phosco Lighting | LED Street Lights |  | P851-6 B 200mA 17W | Non Dimmed | 4100170009100 | 17
17 | CU Phosco Lighting | LED Street Lights |  | P852 A 400mA PHILIPS 17W | Non Dimmed | 4100170010100 | 17
17 | CU Phosco Lighting | LED Street Lights |  | P567A LED 6 200mA 17W V2 CLO | Non Dimmed | 4100170011100 | 17
17 | CU Phosco Lighting | LED Street Lights |  | P852 A 450mA TRIDONIC 17W CLO | Non Dimmed | 4100170012100 | 17
17 | DW Windsor Ltd | LED Street Lights |  | 1LX2-113-15 LED Engine - 350mA | Non Dimmed | 4100170013100 | 17
17 | Ark Lighting | LED Street Lights |  | ModuLED-LR1/350 | Non Dimmed | 4100170014100 | 17
17 | LED Roadway Lighting | LED Street Lights |  | NXT-12 17W (68% dimmed circuit watts) | Single Stage Dimming | 4100170015068 | 19
17 | LED Roadway Lighting | LED Street Lights |  | NXT-12 17W | Non Dimmed | 4100170015100 | 19
17 | CU Phosco Lighting | LED Street Lights |  | P852-12-***-NW-*0350-17W-CLO-PHSB1 | Non Dimmed | 4100170016100 | 17
17 | Holophane Europe ltd | LED Street Lights |  | VMX.V1 16 LED Street Lighting Luminaire (350 mA) CLO (70%) (59% Dimmed Circuit Watts - 50% Dimmed Drive Current) | Single Stage Dimming | 4100170017059 | 17
17 | Holophane Europe ltd | LED Street Lights |  | VMX.V1 16 LED Street Lighting Luminaire (350 mA) CLO (70%) (65% Dimmed Circuit Watts - 60% Dimmed Drive Current) | Single Stage Dimming | 4100170017065 | 17
17 | Holophane Europe ltd | LED Street Lights |  | VMX.V1 16 LED Street Lighting Luminaire (350 mA) CLO (70%) (76% Dimmed Circuit Watts - 70% Dimmed Drive Current) | Single Stage Dimming | 4100170017076 | 17
17 | Holophane Europe ltd | LED Street Lights |  | VMX.V1 16 LED Street Lighting Luminaire (350 mA) CLO (70%) | Non Dimmed | 4100170017100 | 17
17 | LED Roadway Lighting | LED Street Lights |  | NXT-12 17W CLO (53% Dimmed Circuit Watts) | Single Stage Dimming | 4100170018053 | 19
17 | LED Roadway Lighting | LED Street Lights |  | NXT-12 17W CLO (68% Dimmed Circuit Watts) | Single Stage Dimming | 4100170018068 | 19
17 | LED Roadway Lighting | LED Street Lights |  | NXT-12 17W CLO | Non Dimmed | 4100170018100 | 19
17 | Holophane Europe ltd | LED Street Lights |  | FTS 20 LED Street Lighting Luminaire (250mA) CLO (90%) (59% Dimmed Circuit Watts - 50% Dimmed Drive Current) | Single Stage Dimming | 4100170019059 | 17
17 | Holophane Europe ltd | LED Street Lights |  | FTS 20 LED Street Lighting Luminaire (250mA) CLO (90%) (65% Dimmed Circuit Watts - 60% Dimmed Drive Current) | Single Stage Dimming | 4100170019065 | 17
17 | Holophane Europe ltd | LED Street Lights |  | FTS 20 LED Street Lighting Luminaire (250mA) CLO (90%) (76% Dimmed Circuit Watts - 70% Dimmed Drive Current) | Single Stage Dimming | 4100170019076 | 17
17 | Holophane Europe ltd | LED Street Lights |  | FTS 20 LED Street Lighting Luminaire (250mA) CLO (90%) | Non Dimmed | 4100170019100 | 17
17 | CU Phosco Lighting | LED Street Lights |  | P852-12-***-NW-*350-PHSB1 | Non Dimmed | 4100170020100 | 17
17 | Thorn Lighting | LED Street Lights |  | Thorn LED Module 17W | Non Dimmed | 4100170021100 | 17
17 | Holophane Europe ltd | LED Street Lights |  | VMX.V1 (D334) 16 LED Street Lighting Luminaire (350 mA) CLO (70%) (59% Dimmed Circuit Watts - 50% Dimmed Drive Current) | Single Stage Dimming | 4100170022059 | 17
17 | Holophane Europe ltd | LED Street Lights |  | VMX.V1 (D334) 16 LED Street Lighting Luminaire (350 mA) CLO (70%) (71% Dimmed Circuit Watts - 60% Dimmed Drive Current) | Single Stage Dimming | 4100170022071 | 17
17 | Holophane Europe ltd | LED Street Lights |  | VMX.V1 (D334) 16 LED Street Lighting Luminaire (350 mA) CLO (70%) (76% Dimmed Circuit Watts - 70% Dimmed Drive Current) | Single Stage Dimming | 4100170022076 | 17
17 | Holophane Europe ltd | LED Street Lights |  | VMX.V1 (D334) 16 LED Street Lighting Luminaire (350 mA) CLO (70%) | Non Dimmed | 4100170022100 | 17
17 | GE Hungary Kft | LED Street Lights |  | OD L/3/F/B/17/40/D/ST/C1/N/S60/R7035 (58% Dimmed Circuit Watts) | Single Stage Dimming | 4100170023058 | 16
17 | GE Hungary Kft | LED Street Lights |  | OD L/3/F/B/17/40/D/ST/C1/N/S60/R7035 (75% Dimmed Circuit Watts) | Single Stage Dimming | 4100170023075 | 16
17 | GE Hungary Kft | LED Street Lights |  | OD L/3/F/B/17/40/D/ST/C1/N/S60/R7035 (81% Dimmed Circuit Watts) | Single Stage Dimming | 4100170023081 | 16
17 | GE Hungary Kft | LED Street Lights |  | ODYS/3/17 | Non Dimmed | 4100170023100 | 16
17 | Urbis Schréder | LED Street Lights |  | 8 LED 700mA V7 CLO (53% Dimmed Circuit Watts) | Single Stage Dimming | 4100170024053 | 17
17 | Urbis Schréder | LED Street Lights |  | 8 LED 700mA V7 CLO (76% Dimmed Circuit Watts) | Single Stage Dimming | 4100170024076 | 17
17 | Urbis Schréder | LED Street Lights |  | 8 LED 700mA V7 CLO | Non Dimmed | 4100170024100 | 17
17 | Holophane Europe ltd | LED Street Lights |  | VMX.V1 16 LED Street Lighting Luminaire (300 mA) (59% Dimmed Circuit Watts - 50% Dimmed Drive Current) | Single Stage Dimming | 4100170025059 | 17
17 | Holophane Europe ltd | LED Street Lights |  | VMX.V1 16 LED Street Lighting Luminaire (300 mA) (82% Dimmed Circuit Watts - 75% Dimmed Drive Current) | Single Stage Dimming | 4100170025082 | 17
17 | Holophane Europe ltd | LED Street Lights |  | VMX.V1 16 LED Street Lighting Luminaire (300 mA) | Non Dimmed | 4100170025100 | 17
17 | Lite-On Technology Corporation | LED Street Lights |  | PA1-20H-350_BOL CLO (67.5%) | Non Dimmed | 4100170026100 | 17
17 | Lite-On Technology Corporation | LED Street Lights |  | PA1-40H-350_BOL CLO (36%) | Non Dimmed | 4100170027100 | 17
17 | Thorn Lighting | LED Street Lights |  | RPEC-Module 12L50 CLO | Non Dimmed | 4100170998100 | 17
17 | Philips WRTL | LED Street Lights |  | Mini Luma M1A Cool White 2.4KLm, Neutral White 2.2KLm, Luma 1A Neutral White 2KLm Constant Flux | Non Dimmed | 4100170999100 | 17
17 | CU Phosco Lighting | LED Street Lights | MLSD-Approved | P852 A 450mA TRIDONIC 17W CLO | Non Dimmed | 4100176012100 | 17
18 | Vision Illumination | LED Street Lights |  | 18W High Frequency LED PCB Drivers and array | Non Dimmed | 4100180000100 | 23
18 | CU Phosco Lighting | LED Street Lights |  | P851-8 B 150mA 18W CLO | Non Dimmed | 4100180001100 | 18
18 | CU Phosco Lighting | LED Street Lights |  | P567A LED 6 200mA 18W V2 | Non Dimmed | 4100180002100 | 18
18 | CU Phosco Lighting | LED Street Lights |  | P852 A 450mA PHILIPS 18W CLO | Non Dimmed | 4100180003100 | 18
18 | CU Phosco Lighting | LED Street Lights |  | P852 A 450mA TRIDONIC 18W | Non Dimmed | 4100180004100 | 18
18 | Urbis Schréder | LED Street Lights |  | 8 LED LF 700mA Module V4 CLO (56% dimmed circuit watts) | Single Stage Dimming | 4100180005056 | 18
18 | Urbis Schréder | LED Street Lights |  | 8 LED LF 700mA Module V4 CLO (78% Dimmed Circuit Watts) | Single Stage Dimming | 4100180005078 | 18
18 | Urbis Schréder | LED Street Lights |  | 8 LED LF 700mA Module V4 CLO | Non Dimmed | 4100180005100 | 18
18 | Philips Lighting | LED Street Lights | Clearway | Clearway BGP302 LED18S 740 CLO (49% dimmed circuit watts) | Single Stage Dimming | 4100180006049 | 18
18 | Philips Lighting | LED Street Lights | Clearway | Clearway BGP302 LED18S 740 CLO | Non Dimmed | 4100180006100 | 18
18 | Harvard Engineering | LED Street Lights | RetroSOX LED Module with Lens | 45W COSMO, 55W SOX & 70W SON Replacement Light Engine, powered by a 500 mA Harvard driver | Non Dimmed | 4100180007100 | 21
18 | CU Phosco Lighting | LED Street Lights |  | P852-12-***-NW-*0400-18W-CLO-PHSB1 | Non Dimmed | 4100180008100 | 19
18 | Holophane Europe ltd | LED Street Lights |  | VMX.V1 16 LED Street Lighting Luminaire (350 mA) CLO (80%) (56% Dimmed Circuit Watts - 50% Dimmed Drive Current) | Single Stage Dimming | 4100180009056 | 18
18 | Holophane Europe ltd | LED Street Lights |  | VMX.V1 16 LED Street Lighting Luminaire (350 mA) CLO (80%) (67% Dimmed Circuit Watts - 60% Dimmed Drive Current) | Single Stage Dimming | 4100180009067 | 18
18 | Holophane Europe ltd | LED Street Lights |  | VMX.V1 16 LED Street Lighting Luminaire (350 mA) CLO (80%) (72% Dimmed Circuit Watts - 70% Dimmed Drive Current) | Single Stage Dimming | 4100180009072 | 18
18 | Holophane Europe ltd | LED Street Lights |  | VMX.V1 16 LED Street Lighting Luminaire (350 mA) CLO (80%) | Non Dimmed | 4100180009100 | 18
18 | Hardie-Secure Products Ltd | LED Street Lights |  | Jewel 18W | Non Dimmed | 4100180010100 | 18
18 | Holophane Europe ltd | LED Street Lights |  | FTS 20 LED Street Lighting Luminaire (250mA) (43% Dimmed Circuit Watts - 30% Dimmed Drive Current) | Single Stage Dimming | 4100180011043 | 18
18 | Holophane Europe ltd | LED Street Lights |  | FTS 20 LED Street Lighting Luminaire (250mA) (56% Dimmed Circuit Watts - 50% Dimmed Drive Current) | Single Stage Dimming | 4100180011056 | 18
18 | Holophane Europe ltd | LED Street Lights |  | FTS 20 LED Street Lighting Luminaire (250mA) (67% Dimmed Circuit Watts - 60% Dimmed Drive Current) | Single Stage Dimming | 4100180011067 | 18
18 | Holophane Europe ltd | LED Street Lights |  | FTS 20 LED Street Lighting Luminaire (250mA) (72% Dimmed Circuit Watts - 70% Dimmed Drive Current) | Single Stage Dimming | 4100180011072 | 18
18 | Holophane Europe ltd | LED Street Lights |  | FTS 20 LED Street Lighting Luminaire (250mA) | Non Dimmed | 4100180011100 | 18
18 | GE Hungary Kft | LED Street Lights |  | SLBT/1E/F/B/18/40/N/ST/C1P/N/S60/R7035 | Non Dimmed | 4100180012100 | 18
18 | Thorn Lighting | LED Street Lights |  | Thorn LED Module 18W | Non Dimmed | 4100180013100 | 18
18 | Ark Lighting Ltd | LED Street Lights |  | Dinky-SA2.7 | Non Dimmed | 4100180014100 | 19
18 | Holophane Europe ltd | LED Street Lights |  | VMX.V1 (D334) 16 LED Street Lighting Luminaire (350 mA) CLO (80%) (61% Dimmed Circuit Watts - 50% Dimmed Drive Current) | Single Stage Dimming | 4100180015061 | 18
18 | Holophane Europe ltd | LED Street Lights |  | VMX.V1 (D334) 16 LED Street Lighting Luminaire (350 mA) CLO (80%) (67% Dimmed Circuit Watts - 60% Dimmed Drive Current) | Single Stage Dimming | 4100180015067 | 18
18 | Holophane Europe ltd | LED Street Lights |  | VMX.V1 (D334) 16 LED Street Lighting Luminaire (350 mA) CLO (80%) (78% Dimmed Circuit Watts - 70% Dimmed Drive Current) | Single Stage Dimming | 4100180015078 | 18
18 | Holophane Europe ltd | LED Street Lights |  | VMX.V1 (D334) 16 LED Street Lighting Luminaire (350 mA) CLO (80%) | Non Dimmed | 4100180015100 | 18
18 | Lite-On Technology Corporation | LED Street Lights |  | PA1-20H-350_BOL CLO (72%) | Non Dimmed | 4100180016100 | 18
18 | Lite-On Technology Corporation | LED Street Lights |  | PA1-20H-700_BOL CLO (36%) | Non Dimmed | 4100180017100 | 18
18 | Urbis Schreder | LED Street Lights |  | 8 LED 690mA DDP1 CLO (50% Dimmed Circuit Watts) | Single Stage Dimming | 4100180018050 | 18
18 | Urbis Schreder | LED Street Lights |  | 8 LED 690mA DDP1 CLO (78% Dimmed Circuit Watts) | Single Stage Dimming | 4100180018078 | 18
18 | Urbis Schreder | LED Street Lights |  | 8 LED 690mA DDP1 CLO | Non Dimmed | 4100180018100 | 18
18 | Philips WRTL | LED Street Lights |  | Mini Luma M1A Cool White 2.6KLm, Neutral White 2.4KLm, Luma 1A Neutral White 2.4KLm Constant Flux | Non Dimmed | 4100180999100 | 18
18 | CU Phosco Lighting | LED Street Lights | MLSD-Approved | P851-8 B 150mA 18W CLO | Non Dimmed | 4100186000100 | 18
18 | CU Phosco Lighting | LED Street Lights | MLSD-Approved | P852 A 450mA PHILIPS 18W CLO | Non Dimmed | 4100186001100 | 18
18 | CU Phosco Lighting | LED Street Lights | MLSD-Approved | P852 A 450mA TRIDONIC 18W | Non Dimmed | 4100186004100 | 18
18 | Philips WRTL | LED Street Lights | MLSD-Approved | Mini Luma M1A Cool White 2.6KLm, Neutral White 2.4KLm, Luma 1A Neutral White 2.4KLm Constant Flux | Non Dimmed | 4100186999100 | 18
19 | Indal WRTL Exterior Lighting Ltd | LED Street Lights |  | Stela 16 LED 19W Cree XPG 350mA Cool White 1-10V Dimmable Road Lighting Lumminaire (Dimmed 74% Circuit Watts) | Single Stage Dimming | 4100190000074 | 19
19 | Indal WRTL Exterior Lighting Ltd | LED Street Lights |  | Stela 16 LED 19W Cree XPG 350mA Cool White 1-10V Dimmable Road Lighting Lumminaire | Non Dimmed | 4100190000100 | 19
19 | Philips Lighting | LED Street Lights |  | Mini LED Platform 16 Led Green Line Led Street 7 Driver | Non Dimmed | 4100190001100 | 19
19 | CU Phosco Lighting | LED Street Lights |  | P567A LED 4 350mA 19W V2 | Non Dimmed | 4100190002100 | 19
19 | CU Phosco Lighting | LED Street Lights |  | P851-8 B 150mA 18W | Non Dimmed | 4100190003100 | 19
19 | CU Phosco Lighting | LED Street Lights |  | P851-4 B 350mA 19W | Non Dimmed | 4100190004100 | 19
19 | Urbis Schréder | LED Street Lights |  | 16 LED LF 350mA Module V4 CLO (74% Dimmed Circuit Watts) | Single Stage Dimming | 4100190005074 | 19
19 | CU Phosco Lighting | LED Street Lights |  | P851-4 B 350mA 19W CLO | Non Dimmed | 4100190005100 | 19
19 | Magnatech LED (UK) Ltd | LED Street Lights |  | SL07 Street Light Bulb | Non Dimmed | 4100190006100 | 18
19 | CU Phosco Lighting | LED Street Lights |  | P852 A 450mA PHILIPS 19W | Non Dimmed | 4100190007100 | 19
19 | ASD Lighting | LED Street Lights |  | ASD - 16 LED - Streetlight | Non Dimmed | 4100190008100 | 19
19 | Urbis Schréder | LED Street Lights |  | 16LED LF350mA Module V4 CLO (58% dimmed circuit watts) | Single Stage Dimming | 4100190009058 | 19
19 | Urbis Schréder | LED Street Lights |  | 16LED LF350mA Module V4 CLO | Non Dimmed | 4100190009100 | 19
19 | CU Phosco Lighting | LED Street Lights |  | P852 A 500mA TRIDONIC 19W CLO | Non Dimmed | 4100190013100 | 19
19 | Urbis Schréder | LED Street Lights |  | 8 LED LF 700mA Module V4 (53% dimmed circuit Watts) | Single Stage Dimming | 4100190014053 | 19
19 | Urbis Schréder | LED Street Lights |  | 8 LED LF 700mA Module V4 (74% dimmed circuit Watts) | Single Stage Dimming | 4100190014074 | 19
18 | Urbis Schréder | LED Street Lights |  | 8 LED LF 700mA Module V4 (78% Dimmed Circuit Watts) | Single Stage Dimming | 4100190014078 | 18
19 | Urbis Schréder | LED Street Lights |  | 8 LED LF 700mA Module V4 (89% dimmed circuit Watts) | Single Stage Dimming | 4100190014089 | 19
19 | Urbis Schréder | LED Street Lights |  | 8 LED LF 700mA Module V4 | Non Dimmed | 4100190014100 | 19
19 | OrangeTek | LED Street Lights |  | TERRALED Mini 18 (53% dimmed circuit watts) | Single Stage Dimming | 4100190015053 | 19
19 | OrangeTek | LED Street Lights |  | TERRALED Mini 18 (68% dimmed circuit watts) | Single Stage Dimming | 4100190015068 | 19
19 | OrangeTek | LED Street Lights |  | TERRALED Mini 18 | Non Dimmed | 4100190015100 | 19
19 | TRT Lighting | LED Street Lights |  | Aspect 1 19W | Non Dimmed | 4100190016100 | 19
19 | GE Hungary Kft | LED Street Lights |  | SP L/1/F/BX/19/40/A/ST/C1/P/P76 (58% Dimmed Circuit Watts) | Single Stage Dimming | 4100190017058 | 19
19 | GE Hungary Kft | LED Street Lights |  | SP L/1/F/BX/19/40/A/ST/C1/P/P76 | Non Dimmed | 4100190017100 | 19
19 | Holophane Europe ltd | LED Street Lights |  | VMX.V1 16 LED Street Lighting Luminaire (350 mA) (58% Dimmed Circuit Watts - 50% Dimmed Drive Current) | Single Stage Dimming | 4100190018058 | 19
19 | Holophane Europe ltd | LED Street Lights |  | VMX.V1 16 LED Street Lighting Luminaire (350 mA) (68% Dimmed Circuit Watts - 60% Dimmed Drive Current) | Single Stage Dimming | 4100190018068 | 19
19 | Holophane Europe ltd | LED Street Lights |  | VMX.V1 16 LED Street Lighting Luminaire (350 mA) (79% Dimmed Circuit Watts - 70% Dimmed Drive Current) | Single Stage Dimming | 4100190018079 | 19
19 | Holophane Europe ltd | LED Street Lights |  | VMX.V1 16 LED Street Lighting Luminaire (350 mA) | Non Dimmed | 4100190018100 | 19
19 | CU Phosco Lighting | LED Street Lights |  | PXXX-9LED-740NW-150mA CLO | Non Dimmed | 4100190019100 | 20
19 | Holophane Europe ltd | LED Street Lights |  | VMX.V1 16 LED Street Lighting Luminaire (350 mA) CLO (90%) (58% Dimmed Circuit Watts - 50% Dimmed Drive Current) | Single Stage Dimming | 4100190020058 | 19
19 | Holophane Europe ltd | LED Street Lights |  | VMX.V1 16 LED Street Lighting Luminaire (350 mA) CLO (90%) (63% Dimmed Circuit Watts - 60% Dimmed Drive Current) | Single Stage Dimming | 4100190020063 | 19
19 | Holophane Europe ltd | LED Street Lights |  | VMX.V1 16 LED Street Lighting Luminaire (350 mA) CLO (90%) (74% Dimmed Circuit Watts - 70% Dimmed Drive Current) | Single Stage Dimming | 4100190020074 | 19
19 | Holophane Europe ltd | LED Street Lights |  | VMX.V1 16 LED Street Lighting Luminaire (350 mA) CLO (90%) | Non Dimmed | 4100190020100 | 19
19 | Harvard Engineering | LED Street Lights | RetroLED LED Module | RetroLED/RetroSOX 2600lm LED Module, High Efficacy (35% Dimmed Circuit Watts) | Single Stage Dimming | 4100190021035 | 19
19 | Harvard Engineering | LED Street Lights | RetroLED LED Module | RetroLED/RetroSOX 2600lm LED Module, High Efficacy (58% Dimmed Circuit Watts) | Single Stage Dimming | 4100190021058 | 19
19 | Harvard Engineering | LED Street Lights | RetroLED LED Module | RetroLED/RetroSOX 2600lm LED Module, High Efficacy (79% Dimmed Circuit Watts) | Single Stage Dimming | 4100190021079 | 19
19 | Harvard Engineering | LED Street Lights | RetroLED LED Module | RetroLED/RetroSOX 2600lm LED Module, High Efficacy | Non Dimmed | 4100190021100 | 19
19 | Urbis Schréder | LED Street Lights |  | 16 LED 350mA LF Module V5 CLO (58% dimmed circuit watts) | Single Stage Dimming | 4100190022058 | 19
19 | Urbis Schréder | LED Street Lights |  | 16 LED 350mA LF Module V5 CLO (79% dimmed circuit watts) | Single Stage Dimming | 4100190022079 | 19
19 | Urbis Schréder | LED Street Lights |  | 16 LED 350mA LF Module V5 CLO | Non Dimmed | 4100190022100 | 19
19 | Thorn Lighting | LED Street Lights |  | RPEC-Module 12L50 (53% Dimmed Circuit Watts) | Single Stage Dimming | 4100190023053 | 19
19 | Thorn Lighting | LED Street Lights |  | RPEC-Module 12L50 (79% Dimmed Circuit Watts) | Single Stage Dimming | 4100190023079 | 19
19 | Thorn Lighting | LED Street Lights |  | RPEC-Module 12L50 | Non Dimmed | 4100190023100 | 19
19 | DW Windsor Ltd | LED Street Lights |  | 1LX2-113-15 LED Engine - 350mA CLO (38% Dimmed Circuit Watts) | Single Stage Dimming | 4100190024038 | 19
19 | DW Windsor Ltd | LED Street Lights |  | 1LX2-113-15 LED Engine - 350mA CLO (63% Dimmed Circuit Watts) | Single Stage Dimming | 4100190024063 | 19
19 | DW Windsor Ltd | LED Street Lights |  | 1LX2-113-15 LED Engine - 350mA CLO (79% Dimmed Circuit Watts) | Single Stage Dimming | 4100190024079 | 19
19 | DW Windsor Ltd | LED Street Lights |  | 1LX2-113-15 LED Engine - 350mA CLO | Non Dimmed | 4100190024100 | 19
19 | OrangeTek | LED Street Lights |  | Voyager 18 Xi 300mA (58% Dimmed Circuit Watts) | Single Stage Dimming | 4100190025058 | 19
19 | OrangeTek | LED Street Lights |  | Voyager 18 Xi 300mA (74% Dimmed Circuit Watts) | Single Stage Dimming | 4100190025074 | 19
19 | OrangeTek | LED Street Lights |  | Voyager 18 Xi 300mA | Non Dimmed | 4100190025100 | 19
19 | DW Windsor Ltd | LED Street Lights |  | 1LX2-113-10 LED Engine - 500mA CLO (36% Dimmed Circuit Watts) | Single Stage Dimming | 4100190026036 | 19
19 | DW Windsor Ltd | LED Street Lights |  | 1LX2-113-10 LED Engine - 500mA CLO (58% Dimmed Circuit Watts) | Single Stage Dimming | 4100190026058 | 19
19 | DW Windsor Ltd | LED Street Lights |  | 1LX2-113-10 LED Engine - 500mA CLO (74% Dimmed Circuit Watts) | Single Stage Dimming | 4100190026074 | 19
19 | DW Windsor Ltd | LED Street Lights |  | 1LX2-113-10 LED Engine - 500mA CLO (79% Dimmed Circuit Watts) | Single Stage Dimming | 4100190026079 | 19
19 | DW Windsor Ltd | LED Street Lights |  | 1LX2-113-10 LED Engine - 500mA CLO | Non Dimmed | 4100190026100 | 19
19 | CU Phosco Lighting | LED Street Lights |  | P852-12-***-NW-*400-PHSB1 | Non Dimmed | 4100190027100 | 19
19 | Thorn Lighting | LED Street Lights |  | Thorn LED Module 19W | Non Dimmed | 4100190028100 | 19
19 | ASD Lighting | LED Street Lights |  | HIGHWAY DIAMOND 16 LED 350mA (50% O/P) (58% Dimmed Circuit Watts) | Single Stage Dimming | 4100190029058 | 19
19 | ASD Lighting | LED Street Lights |  | HIGHWAY DIAMOND 16 LED 350mA | Non Dimmed | 4100190029100 | 19
19 | Ark Lighting Ltd | LED Street Lights |  | LB1.35 | Non Dimmed | 4100190030100 | 19
19 | Ark Lighting Ltd | LED Street Lights |  | LB3.7 | Non Dimmed | 4100190031100 | 19
19 | GE Hungary Kft | LED Street Lights |  | SPL/1/F/B/19/40/A/ST/C1/N/S60/R7035 | Non Dimmed | 4100190032100 | 19
19 | Magnatech LED (UK) Ltd | LED Street Lights |  | SL08-18W | Non Dimmed | 4100190033100 | 19
19 | GE Hungary Kft | LED Street Lights |  | SP L/2/F/B/19/40/A/ST/C1/P/P60 | Non Dimmed | 4100190034100 | 19
19 | Holophane Europe ltd | LED Street Lights |  | VMX.V1 (D334) 16 LED Street Lighting Luminaire (350 mA) CLO (90%) (58% Dimmed Circuit Watts - 50% Dimmed Drive Current) | Single Stage Dimming | 4100190035058 | 19
19 | Holophane Europe ltd | LED Street Lights |  | VMX.V1 (D334) 16 LED Street Lighting Luminaire (350 mA) CLO (90%) (68% Dimmed Circuit Watts - 60% Dimmed Drive Current) | Single Stage Dimming | 4100190035068 | 19
19 | Holophane Europe ltd | LED Street Lights |  | VMX.V1 (D334) 16 LED Street Lighting Luminaire (350 mA) CLO (90%) (74% Dimmed Circuit Watts - 70% Dimmed Drive Current) | Single Stage Dimming | 4100190035074 | 19
19 | Holophane Europe ltd | LED Street Lights |  | VMX.V1 (D334) 16 LED Street Lighting Luminaire (350 mA) CLO (90%) | Non Dimmed | 4100190035100 | 19
19 | GE Hungary Kft | LED Street Lights |  | SMBT/1/19 | Non Dimmed | 4100190036100 | 18
19 | Urbis Schréder | LED Street Lights |  | 16 LED 350mA V6 CLO (58% Dimmed Circuit Watts) | Single Stage Dimming | 4100190037058 | 19
19 | Urbis Schréder | LED Street Lights |  | 16 LED 350mA V6 CLO (79% Dimmed Circuit Watts) | Single Stage Dimming | 4100190037079 | 19
19 | Urbis Schréder | LED Street Lights |  | 16 LED 350mA V6 CLO | Non Dimmed | 4100190037100 | 19
19 | Urbis Schréder | LED Street Lights |  | 8 LED 690mA DDP1 (53% Dimmed Circuit Watts) | Single Stage Dimming | 4100190038053 | 19
19 | Urbis Schréder | LED Street Lights |  | 8 LED 690mA DDP1 (74% Dimmed Circuit Watts) | Single Stage Dimming | 4100190038074 | 19
19 | Urbis Schréder | LED Street Lights |  | 8 LED 690mA DDP1 | Non Dimmed | 4100190038100 | 19
19 | Urbis Schreder | LED Street Lights |  | 8 LED 690mA DDP2 CLO (58% Dimmed Circuit Watts) | Single Stage Dimming | 4100190039058 | 19
19 | Urbis Schreder | LED Street Lights |  | 8 LED 690mA DDP2 CLO (79% Dimmed Circuit Watts) | Single Stage Dimming | 4100190039079 | 19
19 | Urbis Schreder | LED Street Lights |  | 8 LED 690mA DDP2 CLO | Non Dimmed | 4100190039100 | 19
19 | ASD Lighting | LED Street Lights |  | 8LED 700 CLO | Non Dimmed | 4100190040100 | 20
19 | ASD Lighting | LED Street Lights |  | 12LED 500 CLO | Non Dimmed | 4100190041100 | 20
19 | TRT Lighting | LED Street Lights |  | Aspect Eco 1 19W | Non Dimmed | 4100190042100 | 19
19 | TRT Lighting | LED Street Lights |  | Aspect Eco 2 19W | Non Dimmed | 4100190043100 | 18.5
19 | Thorn Lighting | LED Street Lights |  | Isaro/Oxane/Dyana 19W StreetLED Module, 12 LED's @500mA (79% Dimmed Circuit Watts) | Single Stage Dimming | 4100190998079 | 19
19 | Thorn Lighting | LED Street Lights |  | Isaro/Oxane/Dyana 19W StreetLED Module, 12 LED's @500mA | Non Dimmed | 4100190998100 | 19
19 | CU Phosco Lighting | LED Street Lights | MLSD-Approved | P852 A 500mA TRIDONIC 19W CLO | Non Dimmed | 4100196013100 | 19
20 | Solutions LED | LED Street Lights |  | LED Street Star 20W | Non Dimmed | 4100200000100 | 18
37 | OrangeTek | LED Street Lights |  | TERRALED 36A (Reduced Operation 50% lux) (54% Full Circuit Watts) | Non Dimmed | 4100200001100 | 20
20 | CU Phosco Lighting | LED Street Lights |  | P567A LED 4 - 350mA - HARVARD TWIN | Non Dimmed | 4100200002100 | 20
20 | Thorn-Europhane | LED Street Lights |  | StreetLED 500x12LED - Oxane 20W / - Isaro LED 20W | Non Dimmed | 4100200005100 | 21
20 | OrangeTek | LED Street Lights |  | ARIALED 20 | Non Dimmed | 4100200006100 | 19
20 | Ringdale UK Limited | LED Street Lights |  | ActiveLED 18w LED Security / Street / Pathway Light | Non Dimmed | 4100200007100 | 20
20 | GE | LED Street Lights |  | OKAPI LED/CG/1/20/40/C1/NA60 (60% Dimmed Circuit Watts) | Single Stage Dimming | 4100200008060 | 20
20 | GE | LED Street Lights |  | OKAPI LED/CG/1/20/40/C1/NA60 | Non Dimmed | 4100200008100 | 20
20 | CU Phosco Lighting | LED Street Lights |  | P567A LED 4 400mA 20W V2 CLO | Non Dimmed | 4100200009100 | 20
20 | ELTA-R Chenkin and Sie | LED Street Lights |  | SM 20 | Non Dimmed | 4100200010100 | 20
20 | ELTA-R Chenkin and Sie | LED Street Lights |  | SM 20F | Non Dimmed | 4100200011100 | 22
20 | GE Hungary Kft | LED Street Lights |  | Odyssey LED FG/CX/20/57/DA/STD/C1/NC/PT60 (60% dimmed circuit watts) | Single Stage Dimming | 4100200012060 | 20
20 | GE Hungary Kft | LED Street Lights |  | Odyssey LED FG/CX/20/57/DA/STD/C1/NC/PT60 | Non Dimmed | 4100200012100 | 20
20 | CU Phosco Lighting | LED Street Lights |  | P851-6 B 250mA 20W CLO | Non Dimmed | 4100200013100 | 20
20 | CU Phosco Lighting | LED Street Lights |  | P567A LED 6 250mA 20W V2 CLO | Non Dimmed | 4100200014100 | 20
20 | CU Phosco Lighting | LED Street Lights |  | P852 A 500mA PHILIPS 20W CLO | Non Dimmed | 4100200015100 | 20
20 | CU Phosco Lighting | LED Street Lights |  | P852 A 500mA TRIDONIC 20W | Non Dimmed | 4100200016100 | 20
20 | The ILC | LED Street Lights |  | SRF20 LED SOX Retrofit | Non Dimmed | 4100200017100 | 20
20 | SolTex Global Ltd | LED Street Lights |  | 20W YZLD (40% dimmed circuit watts) | Single Stage Dimming | 4100200018040 | 21
20 | SolTex Global Ltd | LED Street Lights |  | 20W YZLD (57% dimmed circuit watts) | Single Stage Dimming | 4100200018057 | 21
20 | SolTex Global Ltd | LED Street Lights |  | 20W YZLD (76% dimmed circuit watts) | Single Stage Dimming | 4100200018076 | 21
20 | SolTex Global Ltd | LED Street Lights |  | 20W YZLD | Non Dimmed | 4100200018100 | 21
20 | Ark Lighting | LED Street Lights |  | Acorn-LA3/500 | Non Dimmed | 4100200019100 | 20
20 | Ark Lighting | LED Street Lights |  | LinearLED-72M | Non Dimmed | 4100200020100 | 21
20 | Harvard Engineering | LED Street Lights | RetroLED Module with Lens- 55W SOX replacement | RetroLED with Lens and CLP500 WIMAC + Smart Night Dimming LED Driver (54% Dimmed Circuit Watts) | Single Stage Dimming | 4100200021054 | 24
20 | Harvard Engineering | LED Street Lights | RetroLED Module with Lens - 55W SOX Replacement | RetroLED with Lens and CLP500 WIMAC + Smart Night Dimming LED Driver | Non Dimmed | 4100200021100 | 24
20 | Harvard Engineering | LED Street Lights | RetroLED Module with Lens- 55W SOX replacement | RetroLED and CLP500 WIMAC Dimming LED Driver | Non Dimmed | 4100200022100 | 24
20 | LED Roadway Lighting | LED Street Lights |  | NXT-12 20W | Non Dimmed | 4100200023100 | 22
20 | Kingfisher Lighting/AEC Illuminazione | LED Street Lights |  | PIT1xyw4501e_bbv.c****** (525mA) (34% Dimmed Ciircuit Watts) | Single Stage Dimming | 4100200024034 | 20
20 | Kingfisher Lighting/AEC Illuminazione | LED Street Lights |  | PIT1xyw4501e_bbv.c****** (525mA) (55% Dimmed Ciircuit Watts) | Single Stage Dimming | 4100200024055 | 20
20 | Kingfisher Lighting/AEC Illuminazione | LED Street Lights |  | PIT1xyw4501e_bbv.c****** (525mA) (75% Dimmed Ciircuit Watts) | Single Stage Dimming | 4100200024075 | 20
20 | Kingfisher Lighting/AEC Illuminazione | LED Street Lights |  | PIT1xyw4501e_bbv.c****** (525mA) | Non Dimmed | 4100200024100 | 20
20 | CU Phosco Lighting | LED Street Lights |  | P852-12-***-NW-*0450-20W-CLO-PHSB1 | Non Dimmed | 4100200025100 | 20
20 | GE Hungary Kft | LED Street Lights |  | SLBT/1/F/B/20/40/D/ST/C1/N/S60/R7035 | Non Dimmed | 4100200026100 | 19
20 | LED Roadway Lighting | LED Street Lights |  | NXT-12 20W CLO (57% Dimmed Circuit Watts) | Single Stage Dimming | 4100200027057 | 21
20 | LED Roadway Lighting | LED Street Lights |  | NXT-12 20W CLO (71% Dimmed Circuit Watts) | Single Stage Dimming | 4100200027071 | 21
20 | LED Roadway Lighting | LED Street Lights |  | NXT-12 20W CLO | Non Dimmed | 4100200027100 | 21
20 | DW Windsor Ltd | LED Street Lights |  | 1LX2-113-15 LED Engine - 350mA (35% Dimmed Circuit Watts) | Single Stage Dimming | 4100200028035 | 20
20 | DW Windsor Ltd | LED Street Lights |  | 1LX2-113-15 LED Engine - 350mA (60% Dimmed Circuit Watts) | Single Stage Dimming | 4100200028060 | 20
20 | DW Windsor Ltd | LED Street Lights |  | 1LX2-113-15 LED Engine - 350mA (75% Dimmed Circuit Watts) | Single Stage Dimming | 4100200028075 | 20
20 | DW Windsor Ltd | LED Street Lights |  | 1LX2-113-15 LED Engine - 350mA (80% Dimmed Circuit Watts) | Single Stage Dimming | 4100200028080 | 20
20 | DW Windsor Ltd | LED Street Lights |  | 1LX2-113-15 LED Engine - 350mA | Non Dimmed | 4100200028100 | 20
20 | GE Hungary Kft | LED Street Lights |  | SLBT/1/F/B/20/40/D/ST/C1P/N/S60/R7035 | Non Dimmed | 4100200029100 | 19
20 | DW Windsor Ltd | LED Street Lights |  | 1LX2-113-10 LED Engine - 500mA 100% | Non Dimmed | 4100200030100 | 20
20 | DW Windsor Ltd | LED Street Lights |  | 1LX2-113-10 LED Engine - 500mA (35% Dimmed Circuit Watts) | Single Stage Dimming | 4100200031035 | 20
20 | DW Windsor Ltd | LED Street Lights |  | 1LX2-113-10 LED Engine - 500mA (60% Dimmed Circuit Watts) | Single Stage Dimming | 4100200031060 | 20
20 | DW Windsor Ltd | LED Street Lights |  | 1LX2-113-10 LED Engine - 500mA (75% Dimmed Circuit Watts) | Single Stage Dimming | 4100200031075 | 20
20 | DW Windsor Ltd | LED Street Lights |  | 1LX2-113-10 LED Engine - 500mA (80% Dimmed Circuit Watts) | Single Stage Dimming | 4100200031080 | 20
20 | DW Windsor Ltd | LED Street Lights |  | 1LX2-113-10 LED Engine - 500mA | Non Dimmed | 4100200031100 | 20
20 | LED Eco Lights Ltd | LED Street Lights |  | E27G36202 | Non Dimmed | 4100200032100 | 20
20 | Thorn Lighting | LED Street Lights |  | Thorn LED Module 20W | Non Dimmed | 4100200033100 | 20
20 | INDO Lighting LTD | LED Street Lights |  | 20W Direct Drive LED Module | Non Dimmed | 4100200034100 | 19
20 | Urbis Schréder | LED Street Lights |  | 12 LED 500mA LF Module V4 CLO (55% dimmed circuit watts) | Single Stage Dimming | 4100200035055 | 20
20 | Urbis Schréder | LED Street Lights |  | 12 LED 500mA LF Module V4 CLO (75% dimmed circuit watts) | Single Stage Dimming | 4100200035075 | 20
20 | Urbis Schréder | LED Street Lights |  | 12 LED 500mA LF Module V4 CLO | Non Dimmed | 4100200035100 | 20
20 | Electrical Express | LED Street Lights |  | Knightstar 20 | Non Dimmed | 4100200036100 | 21
20 | Urbis Schréder | LED Street Lights |  | 16 LED LF2 390mA Module DD1 CLO (55% Dimmed Circuit Watts) | Single Stage Dimming | 4100200037055 | 20
20 | Urbis Schréder | LED Street Lights |  | 16 LED LF2 390mA Module DD1 CLO (80% Dimmed Circuit Watts) | Single Stage Dimming | 4100200037080 | 20
20 | Urbis Schréder | LED Street Lights |  | 16 LED LF2 390mA Module DD1 CLO | Non Dimmed | 4100200037100 | 20
20 | Holophane Europe ltd | LED Street Lights |  | VMX.V1 (D334) 16 LED Street Lighting Luminaire (350 mA) (60% Dimmed Circuit Watts - 50% Dimmed Drive Current) | Single Stage Dimming | 4100200038060 | 20
20 | Holophane Europe ltd | LED Street Lights |  | VMX.V1 (D334) 16 LED Street Lighting Luminaire (350 mA) (65% Dimmed Circuit Watts - 60% Dimmed Drive Current) | Single Stage Dimming | 4100200038065 | 20
20 | Holophane Europe ltd | LED Street Lights |  | VMX.V1 (D334) 16 LED Street Lighting Luminaire (350 mA) (75% Dimmed Circuit Watts - 70% Dimmed Drive Current) | Single Stage Dimming | 4100200038075 | 20
20 | Holophane Europe ltd | LED Street Lights |  | VMX.V1 (D334) 16 LED Street Lighting Luminaire (350 mA) | Non Dimmed | 4100200038100 | 20
20 | INDO Lighting LTD | Light Emitting Diodes (LEDs) |  | INDO RDC4 20W | Non Dimmed | 4100200039100 | 21
20 | GE Hungary Kft | LED Street Lights |  | OD L/3/F/B/20/40/D/ST/C1/N/S60/R7035 (58% Dimmed Circuit Watts) | Single Stage Dimming | 4100200040058 | 19
20 | GE Hungary Kft | LED Street Lights |  | OD L/3/F/B/20/40/D/ST/C1/N/S60/R7035 (74% Dimmed Circuit Watts) | Single Stage Dimming | 4100200040074 | 19
20 | GE Hungary Kft | LED Street Lights |  | OD L/3/F/B/20/40/D/ST/C1/N/S60/R7035 (84% Dimmed Circuit Watts) | Single Stage Dimming | 4100200040084 | 19
20 | GE Hungary Kft | LED Street Lights |  | ODYS/3/20 | Non Dimmed | 4100200040100 | 19
20 | GE Hungary Kft | LED Street Lights |  | OKAP/2/20 | Non Dimmed | 4100200041100 | 19
20 | Light Efficient Design | LED Street Lights |  | 20W LED SON/SOX Replacement Lamp - Model (LED-8100-57K-EU) | Non Dimmed | 4100200042100 | 23
20 | OrangeTek | LED Street Lights |  | Arialed Mini 20, 300mA, PP | Non Dimmed | 4100200043100 | 20
20 | GE Hungary Kft | LED Street Lights |  | SLBT/2/30 (52% Dimmed Circuit Watts) | Single Stage Dimming | 4100200044053 | 19
20 | GE Hungary Kft | LED Street Lights |  | SLBT/2/30 (76% Dimmed Circuit Watts) | Single Stage Dimming | 4100200044079 | 19
20 | GE Hungary Kft | LED Street Lights |  | SLBT/2/20 | Non Dimmed | 4100200044100 | 19
20 | Magnatech LED | LED Street Lights |  | CORN42-20W | Non Dimmed | 4100200045100 | 18
20 | Lite-On Technology Corporation | LED Street Lights |  | PA1-20H-530_BOL CLO (54%) | Non Dimmed | 4100200046100 | 20
20 | INDO Lighting LTD | LED Street Lights |  | INDO 20W PLLX | Non Dimmed | 4100200047100 | 18
20 | Philips Lighting | LED Street Lights | BGP381 | Iridium Gen 3 Mini GRN30 CLO 740 | Non Dimmed | 4100200048100 | 20
20 | Philips WRTL | LED Street Lights |  | Mini Luma M1A Cool White 2.8KLm, Neutral White 2.6KLm, Luma 1A Neutral White 2.6KLm Constant Flux | Non Dimmed | 4100200999100 | 20
20 | CU Phosco Lighting | LED Street Lights | MLSD-Approved | P852 A 500mA PHILIPS 20W CLO | Non Dimmed | 4100206000100 | 20
20 | CU Phosco Lighting | LED Street Lights | MLSD-Approved | P852 A 500mA TRIDONIC 20W | Non Dimmed | 4100206016100 | 20
20 | Philips WRTL | LED Street Lights | MLSD-Approved | Mini Luma M1A Cool White 2.8KLm, Neutral White 2.6KLm, Luma 1A Neutral White 2.6KLm Constant Flux | Non Dimmed | 4100206999100 | 20
21 | Indal WRTL Exterior Lighting Ltd | LED Street Lights | White High Power LED System | Stela Square 14 LED Cool-led / Directa Post Top Road Lighting Luminaire | Non Dimmed | 4100210000100 | 21
21 | Urbis Schréder | LED Street Lights |  | 16 LED Module | Non Dimmed | 4100210001100 | 21
21 | Indal WRTL Exterior Lighting Ltd | LED Street Lights | White High Power LED System | Stela Square/Long 18 LED 21W Cree XPG 350mA, Cool White Road Lighting Luminaire | Non Dimmed | 4100210002100 | 22
21 | Indal WRTL Exterior Lighting Ltd | LED Street Lights |  | Stela 18 LED 21W Cree XPG 350mA Cool White 1-10V Dimmable Road Lighting Lumminaire (Dimmed 76% Circuit Watts) | Single Stage Dimming | 4100210003076 | 21
21 | Indal WRTL Exterior Lighting Ltd | LED Street Lights |  | Stela 18 LED 21W Cree XPG 350mA Cool White 1-10V Dimmable Road Lighting Lumminaire | Non Dimmed | 4100210003100 | 21
21 | Zeta Group | LED Street Lights |  | 2D LIGHT, RETRO FIT COOL WHITE 640K (For Photocell Control Only) | Non Dimmed | 4100210004100 | 21
21 | Urbis Schréder | LED Street Lights |  | 16 LED LF 350mA Module V2 (57% Dimmed Circuit Watts) | Single Stage Dimming | 4100210005057 | 21
21 | Urbis Schréder | LED Street Lights |  | 16 LED LF 350mA Module V2 (67% Dimmed Circuit Watts) | Single Stage Dimming | 4100210005067 | 21
21 | Urbis Schréder | LED Street Lights |  | 16 LED LF 350mA Module V2 (76% Dimmed Circuit Watts, 75% lumen) | Single Stage Dimming | 4100210005076 | 21
21 | Urbis Schréder | LED Street Lights |  | 16 LED LF 350mA Module V2 | Non Dimmed | 4100210005100 | 21
21 | Low Carbon Lighting Limited | LED Street Lights |  | LuxOn 21W (76% dimmed) | Single Stage Dimming | 4100210007076 | 21
21 | Low Carbon Lighting Limited | LED Street Lights |  | LuxOn 21W | Non Dimmed | 4100210007100 | 21
21 | CU Phosco Lighting | LED Street Lights |  | P851-4 B 400mA 21W CLO | Non Dimmed | 4100210008100 | 21
21 | CU Phosco Lighting | LED Street Lights |  | P851-6 B 250mA 21W | Non Dimmed | 4100210009100 | 21
21 | CU Phosco Lighting | LED Street Lights |  | P852 A 500mA PHILIPS 21W | Non Dimmed | 4100210010100 | 21
21 | CU Phosco Lighting | LED Street Lights |  | P567A LED 6 250mA 21W V2 | Non Dimmed | 4100210011100 | 21
21 | CU Phosco Lighting | LED Street Lights |  | P852 A 550mA PHILIPS 21W CLO | Non Dimmed | 4100210012100 | 21
21 | CU Phosco Lighting | LED Street Lights |  | P852 A 550mA TRIDONIC 21W CLO | Non Dimmed | 4100210013100 | 21
21 | Philips Lighting | LED Street Lights | Clearway | Clearway BGP302 LED21S 740 CLO (52% dimmed circuit watts) | Single Stage Dimming | 4100210014052 | 21
21 | Philips Lighting | LED Street Lights | Clearway | Clearway BGP302 LED21S 740 CLO | Non Dimmed | 4100210014100 | 21
21 | OrangeTek | LED Street Lights |  | TERRALED Mini 30UD (52% dimmed circuit watts) | Single Stage Dimming | 4100210015052 | 21
21 | OrangeTek | LED Street Lights |  | TERRALED Mini 30UD (71% dimmed circuit watts) | Single Stage Dimming | 4100210015071 | 21
21 | OrangeTek | LED Street Lights |  | TERRALED Mini 30UD | Non Dimmed | 4100210015100 | 21
21 | Thorn Lighting | LED Street Lights |  | R-PEC LED Module, 12 LED's @500mA R2L2 S 12L50 (62% dimmed circuit watts) | Single Stage Dimming | 4100210016062 | 21
21 | Thorn Lighting | LED Street Lights |  | R-PEC LED Module, 12 LED's @500mA R2L2 S 12L50 | Non Dimmed | 4100210016100 | 21
21 | GE Hungary Kft | LED Street Lights |  | OK L/1/F/C/21/40/D/ST/C1/N/P60 (62% Dimmed Circuit Watts) | Single Stage Dimming | 4100210017062 | 21
21 | GE Hungary Kft | LED Street Lights |  | OK L/1/F/C/21/40/D/ST/C1/N/P60 | Non Dimmed | 4100210017100 | 21
21 | GE Hungary Kft | LED Street Lights |  | OD L/1/F/C/21/40/D/ST/C1/N/P60/R7035 (62% Dimmed Circuit Watts) | Single Stage Dimming | 4100210018062 | 21
21 | GE Hungary Kft | LED Street Lights |  | OD L/1/F/C/21/40/D/ST/C1/N/P60/R7035 | Non Dimmed | 4100210018100 | 21
21 | GE Hungary Kft | LED Street Lights |  | OD L/2/F/C/21/40/D/ST/C1/N/P60/R7035 (62% Dimmed Circuit Watts) | Single Stage Dimming | 4100210019062 | 21
21 | GE Hungary Kft | LED Street Lights |  | OD L/2/F/C/21/40/D/ST/C1/N/P60/R7035 | Non Dimmed | 4100210019100 | 21
21 | Kingfisher Lighting/AEC Illuminazione | LED Street Lights |  | PIT1xyz4701e_bbv.c****** (700mA) (33% Dimmed Circuit Watts) | Single Stage Dimming | 4100210020033 | 21
21 | Kingfisher Lighting/AEC Illuminazione | LED Street Lights |  | PIT1xyz4701e_bbv.c****** (700mA) (52% Dimmed Circuit Watts) | Single Stage Dimming | 4100210020052 | 21
21 | Kingfisher Lighting/AEC Illuminazione | LED Street Lights |  | PIT1xyz4701e_bbv.c****** (700mA) (76% Dimmed Circuit Watts) | Single Stage Dimming | 4100210020076 | 21
21 | Kingfisher Lighting/AEC Illuminazione | LED Street Lights |  | PIT1xyz4701e_bbv.c****** (700mA) | Non Dimmed | 4100210020100 | 21
21 | ASD Lighting | LED Street Lights |  | HIGHWAY CRYSTAL 12 LED 500mA | Non Dimmed | 4100210022100 | 21
21 | GE Hungary Kft | LED Street Lights |  | SLBT/1/F/B/21/40/D/ST/C1/N/S60/R7035 | Non Dimmed | 4100210023100 | 20
21 | Harvard Engineering | LED Street Lights | RetroSOX LED Module | RetroSoxXX 2000lm Module SE RetroSonXX 2000lm module SE (33% Dimmed Circuit Watts) | Single Stage Dimming | 4100210024033 | 21
21 | Harvard Engineering | LED Street Lights | RetroSOX LED Module | RetroSoxXX 2000lm Module SE RetroSonXX 2000lm module SE (57% Dimmed Circuit Watts) | Single Stage Dimming | 4100210024057 | 21
21 | Harvard Engineering | LED Street Lights | RetroSOX LED Module | RetroSoxXX 2000lm Module SE RetroSonXX 2000lm module SE (81% Dimmed Circuit Watts) | Single Stage Dimming | 4100210024081 | 21
21 | Harvard Engineering | LED Street Lights | RetroSOX LED Module | RetroSoxXX 2000lm Module SE RetroSonXX 2000lm module SE | Non Dimmed | 4100210024100 | 21
21 | CU Phosco Lighting | LED Street Lights |  | PXXX-9LED-740NW-150mA | Non Dimmed | 4100210025100 | 21
21 | GE Hungary Kft | LED Street Lights |  | NA/1/AWC/21/40/D/ST/C1/N/1/60/R9007 | Non Dimmed | 4100210026100 | 20
21 | Holophane Europe ltd | LED Street Lights |  | FTS 20 LED Street Lighting Luminaire (350mA) CLO (70%) (57% Dimmed Circuit Watts - 50% Dimmed Drive Current) | Single Stage Dimming | 4100210027057 | 21
21 | Holophane Europe ltd | LED Street Lights |  | FTS 20 LED Street Lighting Luminaire (350mA) CLO (70%) (62% Dimmed Circuit Watts - 60% Dimmed Drive Current) | Single Stage Dimming | 4100210027062 | 21
21 | Holophane Europe ltd | LED Street Lights |  | FTS 20 LED Street Lighting Luminaire (350mA) CLO (70%) (71% Dimmed Circuit Watts - 70% Dimmed Drive Current) | Single Stage Dimming | 4100210027071 | 21
21 | Holophane Europe ltd | LED Street Lights |  | FTS 20 LED Street Lighting Luminaire (350mA) CLO (70%) | Non Dimmed | 4100210027100 | 21
21 | CU Phosco Lighting | LED Street Lights |  | P852-12-***-NW-*450-PHSB1 | Non Dimmed | 4100210028100 | 21
21 | Carbon Reduction Technology Ltd | LED Street Lights |  | CRT-8 LED-700mA (37% Dimmed Circuit Watts) | Single Stage Dimming | 4100210029037 | 21
21 | Carbon Reduction Technology Ltd | LED Street Lights |  | CRT-8 LED-700mA (76% Dimmed Circuit Watts) | Single Stage Dimming | 4100210029076 | 21
21 | Carbon Reduction Technology Ltd | LED Street Lights |  | CRT-8 LED-700mA | Non Dimmed | 4100210029100 | 21
21 | Thorn Lighting | LED Street Lights |  | Thorn LED Module 21W | Non Dimmed | 4100210030100 | 21
21 | ASD Lighting | LED Street Lights |  | HIGHWAY DIAMOND 12 LED 500mA (50% O/P) (57% Dimmed Circuit Watts) | Single Stage Dimming | 4100210031057 | 21
21 | ASD Lighting | LED Street Lights |  | HIGHWAY DIAMOND 12 LED 500mA | Non Dimmed | 4100210031100 | 21
21 | OrangeTek | LED Street Lights |  | Voyager 12 PP 500mA | Non Dimmed | 4100210033100 | 21
21 | Urbis Schréder | LED Street Lights |  | 16 LED 390mA DDP1 (57% Dimmed Circuit Watts) | Single Stage Dimming | 4100210034057 | 21
21 | Urbis Schréder | LED Street Lights |  | 16 LED 390mA DDP1 (76% Dimmed Circuit Watts) | Single Stage Dimming | 4100210034076 | 21
21 | Urbis Schréder | LED Street Lights |  | 16 LED 390mA DDP1 | Non Dimmed | 4100210034100 | 21
21 | OrangeTek | LED Street Lights |  | Arialed Mini 10, 600mA, PP | Non Dimmed | 4100210035100 | 21
21 | FiveP SPA | LED Street Lights |  | FLAT LINK, LEVANTE SMALL, KALOS, YPSILON 10 LED 4000K/3000K 700mA | Non Dimmed | 4100210036100 | 23
21 | Urbis Schreder | LED Street Lights |  | 8 LED 820mA DDP1 CLO (52% Dimmed Circuit Watts) | Single Stage Dimming | 4100210037052 | 21
21 | Urbis Schreder | LED Street Lights |  | 8 LED 820mA DDP1 CLO (76% Dimmed Circuit Watts) | Single Stage Dimming | 4100210037076 | 21
21 | Urbis Schreder | LED Street Lights |  | 8 LED 820mA DDP1 CLO | Non Dimmed | 4100210037100 | 21
21 | Lite-On Technology Corporation | LED Street Lights |  | PA1-40H-350_BOL CLO (45%) | Non Dimmed | 4100210038100 | 21
21 | Vision Illumination | LED Street Lights |  | LKD 21LED 350mA Light Engine | Non Dimmed | 4100210039100 | 23
21 | Philips WRTL | LED Street Lights |  | Mini Luma M1A Cool White 3KLm, Neutral White 2.8KLm, Luma 1A Cool White 3KLm, Neutral White 2.8 Constant Flux | Non Dimmed | 4100210999100 | 21
21 | CU Phosco Lighting | LED Street Lights | MLSD-Approved | P852 A 550mA PHILIPS 21W CLO | Non Dimmed | 4100216000100 | 21
21 | Low Carbon Lighting Limited | LED Street Lights | MLSD - Approved | LuxOn 21W | Non Dimmed | 4100216007100 | 21
21 | CU Phosco Lighting | LED Street Lights | MLSD-Approved | P852 A 550mA TRIDONIC 21W CLO | Non Dimmed | 4100216013100 | 21
21 | Philips WRTL | LED Street Lights | MLSD-Approved | Mini Luma M1A Cool White 3KLm, Neutral White 2.8KLm, Luma 1A Cool White 3KLm, Neutral White 2.8 Constant Flux | Non Dimmed | 4100216999100 | 21
22 | Urbis Schréder | LED Street Lights | LED Module | 16 LED BB Module | Non Dimmed | 4100220000100 | 22
22 | LED Roadway Lighting | LED Street Lights |  | Satellite Series 22W Model S24S | Non Dimmed | 4100220001100 | 21
22 | Ritherdon & Co Ltd | LED Street Lights | Retrofit element for SOX lanterns | LED Street Light | Non Dimmed | 4100220002100 | 24
22 | LED Roadway Lighting | LED Street Lights |  | 22W CLO Dimming Model S24S (dimmed 52% circuit watts) | Single Stage Dimming | 4100220003052 | 20
22 | LED Roadway Lighting | LED Street Lights |  | 22W CLO Dimming Model S24S (dimmed 76% circuit watts) | Single Stage Dimming | 4100220003076 | 20
22 | LED Roadway Lighting | LED Street Lights |  | 22W CLO Dimming Model S24S (full power) | Non Dimmed | 4100220003100 | 20
22 | LED Roadway Lighting | LED Street Lights |  | Satellite Series 22W Model S24M | Non Dimmed | 4100220004100 | 22
22 | Advanced LEDS Ltd | LED Street Lights |  | Clipper 22WEH | Non Dimmed | 4100220005100 | 22
22 | Philips Lighting | LED Street Lights | Clearway LED luminaire | Clearway LED 2300 Lumens 4000K Neutral White BGP303 23/ 740 | Non Dimmed | 4100220006100 | 22
22 | ASD Lighting | LED Street Lights |  | 18 LED Street and Flood Lighting | Non Dimmed | 4100220007100 | 22
22 | CU Phosco Lighting | LED Street Lights |  | P567A LED 4 400mA 22W V2 | Non Dimmed | 4100220008100 | 22
22 | CU Phosco Lighting | LED Street Lights |  | P851-4 B 400mA 22W | Non Dimmed | 4100220010100 | 22
22 | CU Phosco Lighting | LED Street Lights |  | P851-8 B 200mA 22W CLO | Non Dimmed | 4100220011100 | 22
22 | Uvox Ltd | LED Street Lights |  | ULUX 22W LED Corn Lamp | Non Dimmed | 4100220012100 | 21
22 | CU Phosco Lighting | LED Street Lights |  | P852 A 550mA PHILIPS 22W | Non Dimmed | 4100220013100 | 22
22 | OrangeTek | LED Street Lights |  | ARIALED 20 350mA (50% dimmed circuit watts) | Single Stage Dimming | 4100220014050 | 22
22 | OrangeTek | LED Street Lights |  | ARIALED 20 350mA (73% dimmed circuit watts) | Single Stage Dimming | 4100220014073 | 22
22 | OrangeTek | LED Street Lights |  | ARIALED 20 350mA | Non Dimmed | 4100220014100 | 22
22 | OrangeTek | LED Street Lights |  | ARIALED 20Xi (54% dimmed circuit watts) | Single Stage Dimming | 4100220015054 | 24
22 | OrangeTek | LED Street Lights |  | ARIALED 20Xi (71% dimmed circuit watts) | Single Stage Dimming | 4100220015071 | 24
22 | OrangeTek | LED Street Lights |  | ARIALED 20Xi | Non Dimmed | 4100220015100 | 24
22 | CU Phosco Lighting | LED Street Lights |  | P852 A 550mA TRIDONIC 22W | Non Dimmed | 4100220016100 | 22
22 | Easy Energy Solution Ltd | LED Street Lights |  | Hermin SL22 | Non Dimmed | 4100220017100 | 21
22 | Advanced LEDs Ltd | LED Street Lights |  | 22-1-6-CXL2-K3C-100-R10 (55% Dimmed Circuit Watts) | Single Stage Dimming | 4100220018055 | 22
22 | Advanced LEDs Ltd | LED Street Lights | LED Modules | 22-1-6-CXL2-K3C-100-R10 (77% Dimmed Circuit Watts) | Single Stage Dimming | 4100220018077 | 22
22 | Advanced LEDs Ltd | LED Street Lights |  | 22-1-6-CXL2-K3C-100-R10 | Non Dimmed | 4100220018100 | 22
22 | Thorn Lighting | LED Street Lights |  | Amenity 18LEDs, 18 LED's @350mA, Plurio 18L35, Avenue F2 18L35, Avenue D2 18L35 (82% Dimmed Circuit Watts) | Single Stage Dimming | 4100220019082 | 22
22 | Thorn Lighting | LED Street Lights |  | Amenity 18LEDs, 18 LED's @350mA Plurio 18L35, Avenue F2 18L35, Avenue D2 18L35 | Non Dimmed | 4100220019100 | 22
22 | Philips Lighting | LED Street Lights | Fastflex board | 40W Xitanium Driver 0.7A with 2 X8/840 Gen 2 FastFlex Board (27% Dimmed Circuit Watts - 20% Light Output) | Single Stage Dimming | 4100220020027 | 22
22 | Philips Lighting | LED Street Lights | Fastflex board | 40W Xitanium Driver 0.7A with 2 X8/840 Gen 2 FastFlex Board (45% Dimmed Circuit Watts - 40% light output) | Single Stage Dimming | 4100220020045 | 22
22 | Philips Lighting | LED Street Lights | Fastflex board | 40W Xitanium Driver 0.7A with 2 X8/840 Gen 2 FastFlex Board (55% Dimmed Circuit Watts - 50% light output) | Single Stage Dimming | 4100220020055 | 22
22 | Philips Lighting | LED Street Lights | Fastflex board | 40W Xitanium Driver 0.7A with 2 X8/840 Gen 2 FastFlex Board (59% Dimmed Circuit Watts - 60% Light output) | Single Stage Dimming | 4100220020059 | 22
22 | Philips Lighting | LED Street Lights | Fastflex board | 40W Xitanium Driver 0.7A with 2 X8/840 Gen 2 FastFlex Board (68% Dimmed Circuit Watts - 66% Light output) | Single Stage Dimming | 4100220020068 | 22
22 | Philips Lighting | LED Street Lights | Fastflex board | 40W Xitanium Driver 0.7A with 2 X8/840 Gen 2 FastFlex Board (73% Dimmed Circuit Watts - 75% Light output) | Single Stage Dimming | 4100220020073 | 22
22 | Philips Lighting | LED Street Lights | Fastflex board | 40W Xitanium Driver 0.7A with 2 X8/840 Gen 2 FastFlex Board (82% Dimmed Circuit Watts - 85% Light output) | Single Stage Dimming | 4100220020082 | 22
22 | Philips Lighting | LED Street Lights | Fastflex board | 40W Xitanium Driver 0.7A with 2 X8/840 Gen 2 FastFlex Board | Non Dimmed | 4100220020100 | 22
22 | CU Phosco Lighting | LED Street Lights |  | P852-12-***-NW-*0500-22W-CLO-PHSB1 | Non Dimmed | 4100220021100 | 22
22 | Holophane Europe ltd | LED Street Lights |  | FTS 20 LED Street Lighting Luminaire (350mA) CLO (80%) (55% Dimmed Circuit Watts - 50% Dimmed Drive Current) | Single Stage Dimming | 4100220022055 | 22
22 | Holophane Europe ltd | LED Street Lights |  | FTS 20 LED Street Lighting Luminaire (350mA) CLO (80%) (64% Dimmed Circuit Watts - 60% Dimmed Drive Current) | Single Stage Dimming | 4100220022064 | 22
22 | Holophane Europe ltd | LED Street Lights |  | FTS 20 LED Street Lighting Luminaire (350mA) CLO (80%) (73% Dimmed Circuit Watts - 70% Dimmed Drive Current) | Single Stage Dimming | 4100220022073 | 22
22 | Holophane Europe ltd | LED Street Lights |  | FTS 20 LED Street Lighting Luminaire (350mA) CLO (80%) | Non Dimmed | 4100220022100 | 22
22 | GE Hungary Kft | LED Street Lights |  | SLBT/1E/F/B/22/40/D/ST/C1/N/S60/R7035 | Non Dimmed | 4100220023100 | 21
22 | Thorn Lighting | LED Street Lights |  | Thorn LED Module 22W | Non Dimmed | 4100220024100 | 22
22 | CREE Lighting | LED Street Lights |  | XSPR series, B - Driver, DY5 (73% Dimmed Circuit Watts) | Single Stage Dimming | 4100220025073 | 22
22 | CREE Lighting | LED Street Lights |  | XSPR series, B - Driver, DY5 | Non Dimmed | 4100220025100 | 22
22 | Urbis Schréder | LED Street Lights |  | 8 LED 820mA DDP1 (50% Dimmed Circuit Watts) | Single Stage Dimming | 4100220026050 | 22
22 | Urbis Schréder | LED Street Lights |  | 8 LED 820mA DDP1 (77% Dimmed Circuit Watts) | Single Stage Dimming | 4100220026077 | 22
22 | Urbis Schréder | LED Street Lights |  | 8 LED 820mA DDP1 | Non Dimmed | 4100220026100 | 22
22 | Lite-On Technology Corporation | LED Street Lights |  | PA1-20H-350_BOL CLO (90%) | Non Dimmed | 4100220027100 | 22
22 | Lite-On Technology Corporation | LED Street Lights |  | PA1-20H-700_BOL CLO (45%) | Non Dimmed | 4100220028100 | 22
22 | Lightwell Mishali Ltd | LED Street Lights |  | Lightwell Mini Luxis, LW-SRX (22% Dimmed Circuit Watts) | Single Stage Dimming | 4100220029022 | 21
22 | Lightwell Mishali Ltd | LED Street Lights |  | Lightwell Mini Luxis, LW-SRX (47% Dimmed Circuit Watts) | Single Stage Dimming | 4100220029047 | 21
22 | Lightwell Mishali Ltd | LED Street Lights |  | Lightwell Mini Luxis, LW-SRX (71% Dimmed Circuit Watts) | Single Stage Dimming | 4100220029071 | 21
22 | Lightwell Mishali Ltd | LED Street Lights |  | Lightwell Mini Luxis, LW-SRX | Non Dimmed | 4100220029100 | 21
22 | Philips WRTL | LED Street Lights |  | Mini Luma M1A Cool White 3.2KLm, Luma 1A Cool White 3.2KLm, Neutral White 3KLm Constant Flux | Non Dimmed | 4100220999100 | 22
22 | Advanced LEDS Ltd | LED Street Lights | MLSD-Approved | Clipper 22WEH | Non Dimmed | 4100226000100 | 22
22 | CU Phosco Lighting | LED Street Lights | MLSD-Approved | P851-8 B 200mA 22W CLO | Non Dimmed | 4100226002100 | 22
22 | CU Phosco Lighting | LED Street Lights | MLSD-Approved | P852 A 550mA TRIDONIC 22W | Non Dimmed | 4100226016100 | 22
22 | Philips WRTL | LED Street Lights | MLSD-Approved | Mini Luma M1A Cool White 3.2KLm, Luma 1A Cool White 3.2KLm, Neutral White 3KLm Constant Flux | Non Dimmed | 4100226999100 | 22
23 | Urbis Schréder | LED Street Lights |  | 18 LED Module | Non Dimmed | 4100230000100 | 23
23 | Indal WRTL Exterior Lighting Ltd | LED Street Lights |  | Stela Long 20 LED 23W Cree XPG 350mA Cool White 1-10V Dimmable Road Lighting Lumminaire (Dimmed 75% Circuit Watts) | Single Stage Dimming | 4100230001075 | 24
23 | Indal WRTL Exterior Lighting Ltd | LED Street Lights |  | Stela Long 20 LED 23W Cree XPG 350mA Cool White 1-10V Dimmable Road Lighting Lumminaire | Non Dimmed | 4100230001100 | 24
23 | ASD Lighting | LED Street Lights |  | Model HWL/BLED18 | Non Dimmed | 4100230002100 | 23
23 | CU Phosco Lighting | LED Street Lights |  | P567A LED 8 200mA 23W V2 | Non Dimmed | 4100230003100 | 23
23 | CU Phosco Lighting | LED Street Lights |  | P567A LED 4 450mA 23W V2 CLO | Non Dimmed | 4100230004100 | 23
23 | CU Phosco Lighting | LED Street Lights |  | P851-12 B 150mA 23W CLO | Non Dimmed | 4100230005100 | 24
23 | CU Phosco Lighting | LED Street Lights |  | P851-8 B 200mA 23W | Non Dimmed | 4100230006100 | 23
23 | MHA Lighting Ltd | LED Street Lights |  | SL16 | Non Dimmed | 4100230007100 | 23
23 | CU Phosco Lighting | LED Street Lights |  | P851-4 B 450mA 23W CLO | Non Dimmed | 4100230008100 | 23
23 | CU Phosco Lighting | LED Street Lights |  | P851-6 B 300mA 24W CLO | Non Dimmed | 4100230009100 | 23
23 | CU Phosco Lighting | LED Street Lights |  | P852 A 600mA PHILIPS 23W CLO | Non Dimmed | 4100230010100 | 23
23 | CU Phosco Lighting | LED Street Lights |  | P852 A 600mA TRIDONIC 23W CLO | Non Dimmed | 4100230011100 | 23
23 | Gemma Lighting | LED Street Lights |  | M18-A001 | Non Dimmed | 4100230012100 | 23
23 | Ark Lighting | LED Street Lights |  | ModuLED-LR1/500 | Non Dimmed | 4100230013100 | 23
23 | LED Roadway Lighting | LED Street Lights |  | NXT-12 23W | Non Dimmed | 4100230014100 | 25
23 | MHA Lighting Ltd | LED Street Lights |  | S286 | Non Dimmed | 4100230015100 | 22
23 | LED Roadway Lighting | LED Street Lights |  | NXT-12 23W CLO (54% Dimmed Circuit Watts) | Single Stage Dimming | 4100230016054 | 24
23 | LED Roadway Lighting | LED Street Lights |  | NXT-12 23W CLO (71% Dimmed Circuit Watts) | Single Stage Dimming | 4100230016071 | 24
23 | LED Roadway Lighting | LED Street Lights |  | NXT-12 23W CLO | Non Dimmed | 4100230016100 | 24
23 | Holophane Europe ltd | LED Street Lights |  | FTS 20 LED Street Lighting Luminaire (350mA) CLO (90%) (57% Dimmed Circuit Watts - 50% Dimmed Drive Current) | Single Stage Dimming | 4100230017057 | 23
23 | Holophane Europe ltd | LED Street Lights |  | FTS 20 LED Street Lighting Luminaire (350mA) CLO (90%) (65% Dimmed Circuit Watts - 60% Dimmed Drive Current) | Single Stage Dimming | 4100230017065 | 23
23 | Holophane Europe ltd | LED Street Lights |  | FTS 20 LED Street Lighting Luminaire (350mA) CLO (90%) (74% Dimmed Circuit Watts - 70% Dimmed Drive Current) | Single Stage Dimming | 4100230017074 | 23
23 | Holophane Europe ltd | LED Street Lights |  | FTS 20 LED Street Lighting Luminaire (350mA) CLO (90%) | Non Dimmed | 4100230017100 | 23
23 | GE Hungary Kft | LED Street Lights |  | SLBT/1E/F/B/23/40/N/ST/C1P/N/S60/R7035 | Non Dimmed | 4100230018100 | 22
23 | CU Phosco Lighting | LED Street Lights |  | P852-12-***-NW-*500-PHSB1 | Non Dimmed | 4100230019100 | 23
23 | Thorn Lighting | LED Street Lights |  | Thorn LED Module 23W | Non Dimmed | 4100230020100 | 23
23 | Lite-On Technology Corporation | LED Street Lights |  | PA1-20H-350 (37% Dimmed Circuit Watts) | Single Stage Dimming | 4100230021037 | 23
23 | Lite-On Technology Corporation | LED Street Lights |  | PA1-20H-350 (40% Dimmed Circuit Watts) | Single Stage Dimming | 4100230021040 | 23
23 | Lite-On Technology Corporation | LED Street Lights |  | PA1-20H-350 (48% Dimmed Circuit Watts) | Single Stage Dimming | 4100230021048 | 23
23 | Lite-On Technology Corporation | LED Street Lights |  | PA1-20H-350 (57% Dimmed Circuit Watts) | Single Stage Dimming | 4100230021057 | 23
23 | Lite-On Technology Corporation | LED Street Lights |  | PA1-20H-350 (61% Dimmed Circuit Watts) | Single Stage Dimming | 4100230021061 | 23
23 | Lite-On Technology Corporation | LED Street Lights |  | PA1-20H-350 (65% Dimmed Circuit Watts) | Single Stage Dimming | 4100230021065 | 23
23 | Lite-On Technology Corporation | LED Street Lights |  | PA1-20H-350 (70% Dimmed Circuit Watts) | Single Stage Dimming | 4100230021070 | 23
23 | Lite-On Technology Corporation | LED Street Lights |  | PA1-20H-350 (74% Dimmed Circuit Watts) | Single Stage Dimming | 4100230021074 | 23
23 | Lite-On Technology Corporation | LED Street Lights |  | PA1-20H-350 (78% Dimmed Circuit Watts) | Single Stage Dimming | 4100230021078 | 23
23 | Lite-On Technology Corporation | LED Street Lights |  | PA1-20H-350 (83% Dimmed Circuit Watts) | Single Stage Dimming | 4100230021083 | 23
23 | Lite-On Technology Corporation | LED Street Lights |  | PA1-20H-350 (91% Dimmed Circuit Watts) | Single Stage Dimming | 4100230021091 | 23
23 | Lite-On Technology Corporation | LED Street Lights |  | PA1-20H-350 | Non Dimmed | 4100230021100 | 23
23 | Lite-On Technology Corporation | LED Street Lights |  | PA1-20H-530_BOL CLO (63%) | Non Dimmed | 4100230022100 | 23
23 | Urbis Schreder | LED Street Lights |  | 8 LED 820mA DDP2 CLO (52% Dimmed Circuit Watts) | Single Stage Dimming | 4100230023052 | 23
23 | Urbis Schreder | LED Street Lights |  | 8 LED 820mA DDP2 CLO (74% Dimmed Circuit Watts) | Single Stage Dimming | 4100230023074 | 23
23 | Urbis Schreder | LED Street Lights |  | 8 LED 820mA DDP2 CLO | Non Dimmed | 4100230023100 | 23
23 | ASD Lighting | LED Street Lights |  | 12LED 600 CLO | Non Dimmed | 4100230024100 | 24
23 | TRT Lighting | LED Street Lights |  | Aspect Eco 1 23W | Non Dimmed | 4100230025100 | 23
23 | Thorn Lighting | LED Street Lights |  | RPEC-Module 24L35 CLO | Non Dimmed | 4100230998100 | 23
23 | Philips WRTL | LED Street Lights |  | Mini Luma M1A Cool White 3.4KLm, Neutral White 3KLm, Neutral White 3.4KLm, Luma 1A Cool White 3.4KLm Constant Flux | Non Dimmed | 4100230999100 | 23
23 | CU Phosco Lighting | LED Street Lights | MLSD-Approved | P852 A 600mA PHILIPS 23W CLO | Non Dimmed | 4100236000100 | 23
23 | CU Phosco Lighting | LED Street Lights | MLSD-Approved | P852 A 600mA TRIDONIC 23W CLO | Non Dimmed | 4100236011100 | 23
24 | Innolumis | LED Street Lights |  | Innolumis LUMIS-LED 24ES (complete luminaire including driver v6) | Non Dimmed | 4100240000100 | 29
24 | Philips Lighting | LED Street Lights | Fortimo LED Constant Light output Xitanium 35W driver | Fortimo LED 1800lm 740 (4000K) Neutral White(Dimmed 54% Full Circuit Watts) | Single Stage Dimming | 4100240001054 | 24
24 | Philips Lighting | LED Street Lights | Fortimo LED Constant Light output Xitanium 35W driver | Fortimo LED 1800lm 740 (4000K) Neutral White | Non Dimmed | 4100240001100 | 24
24 | Carbon Reduction Technology LTD | LED Street Lights |  | 16 LED Lighting Module | Non Dimmed | 4100240002100 | 24
24 | Advanced LEDS Ltd | LED Street Lights |  | Marlin 1000 LH 24W | Non Dimmed | 4100240003100 | 24
24 | CU Phosco Lighting | LED Street Lights |  | P567A LED 4 450mA 24W V2 | Non Dimmed | 4100240004100 | 24
24 | THORN-Europhane | LED Street Lights |  | Olsys1 24W | Non Dimmed | 4100240005100 | 23
24 | CU Phosco Lighting | LED Street Lights |  | P851-12 B 150mA 24W | Non Dimmed | 4100240006100 | 25
24 | CU Phosco Lighting | LED Street Lights |  | P851-4 B 450mA 24W | Non Dimmed | 4100240007100 | 24
24 | CU Phosco Lighting | LED Street Lights |  | P851-6 B 300mA 24W | Non Dimmed | 4100240008100 | 24
24 | CU Phosco Lighting | LED Street Lights |  | P852 A 600mA PHILIPS 24W | Non Dimmed | 4100240009100 | 24
24 | CU Phosco Lighting | LED Street Lights |  | P567A LED 6 300mA 24W V2 CLO | Non Dimmed | 4100240010100 | 24
24 | CU Phosco Lighting | LED Street Lights |  | P852 A 600mA TRIDONIC 24W | Non Dimmed | 4100240011100 | 24
24 | Thorlux | LED Street Lights | Passlight | PL 14898 LF | Non Dimmed | 4100240012100 | 26
24 | OrangeTek | LED Street Lights |  | ARIALED20 T (50% Dimmed Circuit Watts) | Single Stage Dimming | 4100240014050 | 24
24 | OrangeTek | LED Street Lights |  | ARIALED20 T (71% Dimmed Circuit Watts) | Single Stage Dimming | 4100240014071 | 24
24 | OrangeTek | LED Street Lights |  | ARIALED20 T | Non Dimmed | 4100240014100 | 24
24 | CU Phosco Lighting | LED Street Lights |  | PXXX-9LED-740NW-200mA CLO | Non Dimmed | 4100240015100 | 25
24 | ASD Lighting | LED Street Lights |  | HIGHWAY CRYSTAL 20 LED 350mA | Non Dimmed | 4100240016100 | 24
24 | Advanced LEDs Ltd | LED Street Lights | LED Modules | 24-1-6-CXL2-K3C-100-R21 | Non Dimmed | 4100240017100 | 24
24 | CU Phosco Lighting | LED Street Lights |  | P852-12-***-NW-*0550-24W-CLO-PHSB1 | Non Dimmed | 4100240018100 | 24
24 | Harvard Engineering | LED Street Lights | RetroSon LED Module | RetroSoxXX - 2600lm module SE RetroSonXX - 2600lm module SE (31% Dimmed Circuit Watts) | Single Stage Dimming | 4100240019031 | 29
24 | Harvard Engineering | LED Street Lights | RetroSon LED Module | RetroSoxXX - 2600lm module SE RetroSonXX - 2600lm module SE (55% Dimmed Circuit Watts) | Single Stage Dimming | 4100240019055 | 29
24 | Harvard Engineering | LED Street Lights | RetroSon LED Module | RetroSoxXX - 2600lm module SE RetroSonXX - 2600lm module SE (79% Dimmed Circuit Watts) | Single Stage Dimming | 4100240019079 | 29
24 | Harvard Engineering | LED Street Lights | RetroSon LED Module | RetroSoxXX - 2600lm module SE RetroSonXX - 2600lm module SE | Non Dimmed | 4100240019100 | 29
24 | Holophane Europe ltd | LED Street Lights |  | VMX.V1 16 LED Street Lighting Luminaire (525 mA) CLO (70%) (58% Dimmed Circuit Watts - 50% Dimmed Drive Current) | Single Stage Dimming | 4100240020058 | 24
24 | Holophane Europe ltd | LED Street Lights |  | VMX.V1 16 LED Street Lighting Luminaire (525 mA) CLO (70%) (67% Dimmed Circuit Watts - 60% Dimmed Drive Current) | Single Stage Dimming | 4100240020067 | 24
24 | Holophane Europe ltd | LED Street Lights |  | VMX.V1 16 LED Street Lighting Luminaire (525 mA) CLO (70%) (75% Dimmed Circuit Watts - 70% Dimmed Drive Current) | Single Stage Dimming | 4100240020075 | 24
24 | Holophane Europe ltd | LED Street Lights |  | VMX.V1 16 LED Street Lighting Luminaire (525 mA) CLO (70%) | Non Dimmed | 4100240020100 | 24
24 | Hardie-Secure Products Ltd | LED Street Lights |  | Jewel 24W | Non Dimmed | 4100240021100 | 26
24 | Holophane Europe ltd | LED Street Lights |  | FTS 20 LED Street Lighting Luminaire (350mA) (38% Dimmed Circuit Watts - 30% Dimmed Drive Current) | Single Stage Dimming | 4100240022038 | 24
24 | Holophane Europe ltd | LED Street Lights |  | FTS 20 LED Street Lighting Luminaire (350mA) (54% Dimmed Circuit Watts - 50% Dimmed Drive Current) | Single Stage Dimming | 4100240022054 | 24
24 | Holophane Europe ltd | LED Street Lights |  | FTS 20 LED Street Lighting Luminaire (350mA) (63% Dimmed Circuit Watts - 60% Dimmed Drive Current) | Single Stage Dimming | 4100240022063 | 24
24 | Holophane Europe ltd | LED Street Lights |  | FTS 20 LED Street Lighting Luminaire (350mA) (71% Dimmed Circuit Watts - 70% Dimmed Drive Current) | Single Stage Dimming | 4100240022071 | 24
24 | Holophane Europe ltd | LED Street Lights |  | FTS 20 LED Street Lighting Luminaire (350mA) | Non Dimmed | 4100240022100 | 24
24 | Venture Lighting | LED Street Lights |  | CMP018 - 24W 2600lm LED Street Light Engine, with Westminster Optic, 740 | Non Dimmed | 4100240023100 | 24
24 | OrangeTek | LED Street Lights |  | Arialed 10, 700mA, PP (54% Dimmed Circuit Watts) | Single Stage Dimming | 4100240024054 | 24
24 | OrangeTek | LED Street Lights |  | Arialed 10, 700mA, PP (71% Dimmed Circuit Watts) | Single Stage Dimming | 4100240024071 | 24
24 | OrangeTek | LED Street Lights |  | Arialed 10, 700mA, PP 100% | Non Dimmed | 4100240024100 | 24
24 | OrangeTek | LED Street Lights |  | Arialed 10, 700mA, DT (50% Dimmed Circuit Watts) | Single Stage Dimming | 4100240025050 | 24
24 | OrangeTek | LED Street Lights |  | Arialed 10, 700mA, DT (71% Dimmed Circuit Watts) | Single Stage Dimming | 4100240025071 | 24
24 | OrangeTek | LED Street Lights |  | Arialed 10, 700mA, DT 100% | Non Dimmed | 4100240025100 | 24
24 | OrangeTek | LED Street Lights |  | Voyager 24 Xi 300mA (54% Dimmed Circuit Watts) | Single Stage Dimming | 4100240026054 | 24
24 | OrangeTek | LED Street Lights |  | Voyager 24 Xi 300mA (71% Dimmed Circuit Watts) | Single Stage Dimming | 4100240026071 | 24
24 | OrangeTek | LED Street Lights |  | Voyager 24 Xi 300mA | Non Dimmed | 4100240026100 | 24
24 | Lite-On Technology Corporation | LED Street Lights |  | PA1-20H-MV-NW-N2-GY-350-PCR5-DALI (34% Dimmed Circuit Watts) | Single Stage Dimming | 4100240027034 | 23
24 | Lite-On Technology Corporation | LED Street Lights |  | PA1-20H-MV-NW-N2-GY-350-PCR5-DALI (57% Dimmed Circuit Watts) | Single Stage Dimming | 4100240027057 | 23
24 | Lite-On Technology Corporation | LED Street Lights |  | PA1-20H-MV-NW-N2-GY-350-PCR5-DALI (78% Dimmed Circuit Watts) | Single Stage Dimming | 4100240027078 | 23
24 | Lite-On Technology Corporation | LED Street Lights |  | PA1-20H-MV-NW-N2-GY-350-PCR5-DALI | Non Dimmed | 4100240027100 | 23
24 | Thorn Lighting | LED Street Lights |  | Thorn LED Module 24W | Non Dimmed | 4100240028100 | 24
24 | INDO Lighting LTD | LED Street Lights |  | 24W Direct Drive LED Module | Non Dimmed | 4100240029100 | 23
24 | OrangeTek | LED Street Lights |  | Arialed 10, 700mA, DA (54% Dimmed Circuit Watts) | Single Stage Dimming | 4100240030054 | 24
24 | OrangeTek | LED Street Lights |  | Arialed 10, 700mA, DA (71% Dimmed Circuit Watts) | Single Stage Dimming | 4100240030071 | 24
24 | OrangeTek | LED Street Lights |  | Arialed 10, 700mA, DA | Non Dimmed | 4100240030100 | 24
24 | Urbis Schréder | LED Street Lights |  | 16 LED LF2 480mA Module DD1 CLO (54% Dimmed Circuit Watts) | Single Stage Dimming | 4100240031054 | 24
24 | Urbis Schréder | LED Street Lights |  | 16 LED LF2 480mA Module DD1 CLO (79% Dimmed Circuit Watts) | Single Stage Dimming | 4100240031079 | 24
24 | Urbis Schréder | LED Street Lights |  | 16 LED LF2 480mA Module DD1 CLO | Non Dimmed | 4100240031100 | 24
24 | Holophane Europe ltd | LED Street Lights |  | VMX.V1 (D334) 16 LED Street Lighting Luminaire (525 mA) CLO (70%) (58% Dimmed Circuit Watts - 50% Dimmed Drive Current) | Single Stage Dimming | 4100240032058 | 24
24 | Holophane Europe ltd | LED Street Lights |  | VMX.V1 (D334) 16 LED Street Lighting Luminaire (525 mA) CLO (70%) (67% Dimmed Circuit Watts - 60% Dimmed Drive Current) | Single Stage Dimming | 4100240032067 | 24
24 | Holophane Europe ltd | LED Street Lights |  | VMX.V1 (D334) 16 LED Street Lighting Luminaire (525 mA) CLO (70%) (75% Dimmed Circuit Watts - 70% Dimmed Drive Current) | Single Stage Dimming | 4100240032075 | 24
24 | Holophane Europe ltd | LED Street Lights |  | VMX.V1 (D334) 16 LED Street Lighting Luminaire (525 mA) CLO (70%) | Non Dimmed | 4100240032100 | 24
24 | Holophane Europe ltd | LED Street Lights |  | VMX.V1 16 LED Street Lighting Luminaire (450 mA) (58% Dimmed Circuit Watts - 50% Dimmed Drive Current) | Single Stage Dimming | 4100240033058 | 24
24 | Holophane Europe ltd | LED Street Lights |  | VMX.V1 16 LED Street Lighting Luminaire (450 mA) (79% Dimmed Circuit Watts - 75% Dimmed Drive Current) | Single Stage Dimming | 4100240033079 | 24
24 | Holophane Europe ltd | LED Street Lights |  | VMX.V1 16 LED Street Lighting Luminaire (450 mA) | Non Dimmed | 4100240033100 | 24
24 | James M Anderson Ltd | LED Street Lights |  | BARRA 24 - LED Gear Tray | Non Dimmed | 4100240034100 | 27
24 | OrangeTek | LED Street Lights |  | Arialed 10, Nichia 219C, 700mA, PP | Non Dimmed | 4100240035100 | 24
24 | OrangeTek | LED Street Lights |  | Arialed 10, XPL, 700mA, PP | Non Dimmed | 4100240036100 | 24
24 | Lite-On Technology Corporation | LED Street Lights |  | PA2-80H-350_BOL CLO (27%) | Non Dimmed | 4100240037100 | 24
24 | Philips Lighting | LED Street Lights | BGP381 | Iridium Gen 3 Mini GRN35 CLO 740 | Non Dimmed | 4100240038100 | 24
24 | Philips WRTL | LED Street Lights |  | Mini Luma M1A Cool White 3.6KLm, Neutral White 3.2KLm, Luma 1A Neutral White 3.2KLm Constant Flux | Non Dimmed | 4100240999100 | 24
24 | CU Phosco Lighting | LED Street Lights | MLSD-Approved | P852 A 600mA TRIDONIC 24W | Non Dimmed | 4100246011100 | 24
25 | Solutions LED | LED Street Lights |  | LED 25W Courtyard Lamp | Non Dimmed | 4100250000100 | 27
25 | Indal WRTL Exterior Lighting Ltd | LED Street Lights |  | Stela Long 22 LED 25W Cree XPG 350mA Cool White 1-10V Dimmable Road Lighting Lumminaire (Dimmed 73% Circuit watts) | Single Stage Dimming | 4100250001073 | 26
25 | Indal WRTL Exterior Lighting Ltd | LED Street Lights |  | Stela Long 22 LED 25W Cree XPG 350mA Cool White 1-10V Dimmable Road Lighting Lumminaire | Non Dimmed | 4100250001100 | 26
25 | Dialight | LED Street Lights |  | Street Sense L12596 | Non Dimmed | 4100250002100 | 25
25 | Philips Lighting | LED Street Lights |  | LEDGine 2.2 Jan 2013 ECO28 740 Neutral White, ECO30 657 Cool White | Non Dimmed | 4100250003100 | 25
25 | Holophane Europe ltd | LED Street Lights |  | FTS 20 LED with 40W Dimmable Driver (350mA) | Non Dimmed | 4100250004100 | 24
25 | CU Phosco Lighting | LED Street Lights |  | P567A LED 4 500mA 25W V2 CLO | Non Dimmed | 4100250005100 | 25
25 | TRT Lighting | LED Street Lights |  | Aspect 2 25W | Non Dimmed | 4100250006100 | 25
25 | CU Phosco Lighting | LED Street Lights |  | P851-4 B 500mA 25W CLO | Non Dimmed | 4100250007100 | 25
25 | CU Phosco Lighting | LED Street Lights |  | P852 A 650mA PHILIPS 25W CLO | Non Dimmed | 4100250008100 | 25
25 | Holophane Europe ltd | LED Street Lights |  | VMX.V1 16 LED Street Lighting Luminaire (525 mA) CLO (80%) (56% Dimmed Circuit Watts - 50% Dimmed Drive Current) | Single Stage Dimming | 4100250009056 | 25
25 | Holophane Europe ltd | LED Street Lights |  | VMX.V1 16 LED Street Lighting Luminaire (525 mA) CLO (80%) (64% Dimmed Circuit Watts - 60% Dimmed Drive Current) | Single Stage Dimming | 4100250009064 | 25
25 | Holophane Europe ltd | LED Street Lights |  | VMX.V1 16 LED Street Lighting Luminaire (525 mA) CLO (80%) (76% Dimmed Circuit Watts - 70% Dimmed Drive Current) | Single Stage Dimming | 4100250009076 | 25
25 | Holophane Europe ltd | LED Street Lights |  | VMX.V1 16 LED Street Lighting Luminaire (525 mA) CLO (80%) | Non Dimmed | 4100250009100 | 25
25 | CU Phosco Lighting | LED Street Lights |  | P567A LED 6 300mA 25W V2 | Non Dimmed | 4100250018100 | 25
25 | CU Phosco Lighting | LED Street Lights |  | P852 A 650mA TRIDONIC 25W CLO | Non Dimmed | 4100250019100 | 25
25 | CREE Lighting | LED Street Lights | CREE LEDway Road 20 LED unit | 20 LED CREE LEDway Road driven at 350mA | Non Dimmed | 4100250020100 | 25
25 | OrangeTek | LED Street Lights |  | TERRALED Mini 24 (52% dimmed circuit watts) | Single Stage Dimming | 4100250021052 | 25
25 | OrangeTek | LED Street Lights |  | TERRALED Mini 24 (68% dimmed circuit watts) | Single Stage Dimming | 4100250021068 | 25
25 | OrangeTek | LED Street Lights |  | TERRALED Mini 24 | Non Dimmed | 4100250021100 | 25
25 | Holophane Europe ltd | LED Street Lights |  | FTS 20 LED with 40W Dimmable Driver (350mA) (Dimmed to 76% of 88% Reduced Operation) | Single Stage Dimming | 4100250022076 | 21
25 | Holophane Europe ltd | LED Street Lights |  | FTS 20 LED with 40W Dimmable Driver (350mA) (88% Reduced Operation) | Non Dimmed | 4100250022100 | 21
25 | Holophane Europe ltd | LED Street Lights |  | FTS 20 LED with 40W Dimmable Driver (350mA) (Dimmed to 51% of 67% Reduced Operation) | Single Stage Dimming | 4100250023051 | 16
25 | Holophane Europe ltd | LED Street Lights |  | FTS 20 LED 40W Dimmable Driver (350mA) (67% Reduced Operation) | Non Dimmed | 4100250023100 | 16
25 | GE Hungary Kft | LED Street Lights |  | NA/1/AWC/25/40/D/ST/C1/N/1/60/R9007 | Non Dimmed | 4100250024100 | 24
25 | MHA Lighting Ltd | LED Street Lights |  | SL201 | Non Dimmed | 4100250025100 | 26
25 | OrangeTek | LED Street Lights |  | Arialed 10, 700mA, DA (52% Dimmed Circuit Watts) | Single Stage Dimming | 4100250026052 | 25
25 | OrangeTek | LED Street Lights |  | Arialed 10, 700mA, DA (68% Dimmed Circuit Watts) | Single Stage Dimming | 4100250026068 | 25
25 | OrangeTek | LED Street Lights |  | Arialed 10, 700mA, DA | Non Dimmed | 4100250026100 | 25
25 | CU Phosco Lighting | LED Street Lights |  | P852-12-***-NW-*550-PHSB1 | Non Dimmed | 4100250027100 | 25
25 | Thorn Lighting | LED Street Lights |  | Thorn LED Module 25W Dimmed (48% Dimmed Circuit Watts) | Single Stage Dimming | 4100250028048 | 25
25 | Thorn Lighting | LED Street Lights |  | Thorn LED Module 25W | Non Dimmed | 4100250028100 | 25
25 | LEDUS | LED Street Lights |  | Street Light T19A Series 25W | Non Dimmed | 4100250029100 | 27
25 | ASD Lighting | LED Street Lights |  | HIGHWAY DIAMOND 20 LED 350mA (50% O/P) (56% Dimmed Circuit Watts) | Single Stage Dimming | 4100250030056 | 25
25 | ASD Lighting | LED Street Lights |  | Highway Diamond 20 LED 350mA | Non Dimmed | 4100250030100 | 25
25 | GE Hungary Kft | LED Street Lights |  | NA/1/SWC/25/40/A/ST/C1/N/1/60/R9007 | Non Dimmed | 4100250031100 | 25
25 | INDO Lighting LTD | LED Street Lights |  | 25W Gen2 Direct Drive LED Retrofit Module | Non Dimmed | 4100250032100 | 25
25 | GE Hungary Kft | LED Street Lights |  | SMBT/1/25 | Non Dimmed | 4100250033100 | 23
25 | Lite-On Technology Corporation | LED Street Lights |  | PA1-20H-530_BOL CLO (67.5%) | Non Dimmed | 4100250034100 | 25
25 | Lite-On Technology Corporation | LED Street Lights |  | PA2-60H-350_BOL CLO (36%) | Non Dimmed | 4100250035100 | 25
25 | FiveP SPA | LED Street Lights |  | KAI SMALL 12 LED 4000K/3000K 700mA | Non Dimmed | 4100250036100 | 30
25 | NVC Lighting | LED Street Lights |  | NBF22-OP2-740 (52% Dimmed Circuit Watts) | Single Stage Dimming | 4100250037052 | 25
25 | NVC Lighting | LED Street Lights |  | NBF22-OP2-740 (76% Dimmed Circuit Watts) | Single Stage Dimming | 4100250037076 | 25
25 | NVC Lighting | LED Street Lights |  | NBF22-OP2-740 | Non Dimmed | 4100250037100 | 25
25 | INDO Lighting LTD | LED Street Lights |  | INDO 25W PLLX | Non Dimmed | 4100250038100 | 22
25 | INDO Lighting LTD | LED Street Lights |  | 25W Gen3 Direct Drive LED | Non Dimmed | 4100250039100 | 24
25 | NVC Lighting | LED Street Lights |  | NBF25/OP2/740, NBF25/OP3/740, NBF25/OP4/740, NBF25/OP5/740 (26% Dimmed Circuit Watts) | Single Stage Dimming | 4100250040026 | 25
25 | NVC Lighting | LED Street Lights |  | NBF25/OP2/740, NBF25/OP3/740, NBF25/OP4/740, NBF25/OP5/740 (44% Dimmed Circuit Watts) | Single Stage Dimming | 4100250040044 | 25
25 | NVC Lighting | LED Street Lights |  | NBF25/OP2/740, NBF25/OP3/740, NBF25/OP4/740, NBF25/OP5/740 (52% Dimmed Circuit Watts) | Single Stage Dimming | 4100250040052 | 25
25 | NVC Lighting | LED Street Lights |  | NBF25/OP2/740, NBF25/OP3/740, NBF25/OP4/740, NBF25/OP5/740 (60% Dimmed Circuit Watts) | Single Stage Dimming | 4100250040060 | 25
25 | NVC Lighting | LED Street Lights |  | NBF25/OP2/740, NBF25/OP3/740, NBF25/OP4/740, NBF25/OP5/740 (68% Dimmed Circuit Watts) | Single Stage Dimming | 4100250040068 | 25
25 | NVC Lighting | LED Street Lights |  | NBF25/OP2/740, NBF25/OP3/740, NBF25/OP4/740, NBF25/OP5/740 (76% Dimmed Circuit Watts) | Single Stage Dimming | 4100250040076 | 25
25 | NVC Lighting | LED Street Lights |  | NBF25/OP2/740, NBF25/OP3/740, NBF25/OP4/740, NBF25/OP5/740 (84% Dimmed Circuit Watts) | Single Stage Dimming | 4100250040084 | 25
25 | NVC Lighting | LED Street Lights |  | NBF25/OP2/740, NBF25/OP3/740, NBF25/OP4/740, NBF25/OP5/740 | Non Dimmed | 4100250040100 | 25
25 | Lightwell Mishali Ltd | LED Street Lights |  | Lightwell Mini Luxis, LW-FKL (32% Dimmed Circuit Watts) | Single Stage Dimming | 4100250041032 | 24
25 | Lightwell Mishali Ltd | LED Street Lights |  | Lightwell Mini Luxis, LW-FKL (54% Dimmed Circuit Watts) | Single Stage Dimming | 4100250041054 | 24
25 | Lightwell Mishali Ltd | LED Street Lights |  | Lightwell Mini Luxis, LW-FKL (75% Dimmed Circuit Watts) | Single Stage Dimming | 4100250041075 | 24
25 | Lightwell Mishali Ltd | LED Street Lights |  | Lightwell Mini Luxis, LW-FKL | Non Dimmed | 4100250041100 | 24
25 | TRT Lighting | LED Street Lights |  | Aspect Eco 2 25W | Non Dimmed | 4100250042100 | 23
25 | Philips WRTL | LED Street Lights |  | Luma 1A Cool White 3.6KLm, Neutral White 3.4KLm Constant Flux | Non Dimmed | 4100250999100 | 25
25 | CU Phosco Lighting | LED Street Lights | MLSD-Approved | P852 A 650mA PHILIPS 25W CLO | Non Dimmed | 4100256000100 | 25
25 | CU Phosco Lighting | LED Street Lights | MLSD-Approved | P852 A 650mA TRIDONIC 25W CLO | Non Dimmed | 4100256019100 | 25
26 | Philips Lighting | LED Street Lights |  | LEDGine 16 LED Green Line (50% Dimmed Circuit Watts) | Single Stage Dimming | 4100260000050 | 26
26 | Philips Lighting | LED Street Lights |  | LEDGine 16 LED Green Line (73% Dimmed Circuit Watts) | Single Stage Dimming | 4100260000073 | 26
26 | Philips Lighting | LED Street Lights |  | LEDGine 16 LED Green Line | Non Dimmed | 4100260000100 | 26
26 | Urbis Schréder | LED Street Lights |  | 20 LED Module | Non Dimmed | 4100260001100 | 26
26 | Philips Lighting | LED Street Lights | Fortimo LED Constant Light Output Xitanium 35W driver | Fortimo LED 1800lm 730 (3000K) warm White(Dimmed 46% of Full Circuit Watts) | Single Stage Dimming | 4100260002046 | 26
26 | Philips Lighting | LED Street Lights | Fortimo LED Constant Light Output Xitanium 35W driver | Fortimo LED 1800lm 730 (3000K) warm White | Non Dimmed | 4100260002100 | 26
37 | OrangeTek | LED Street Lights |  | TERRALED 36A (Reduced Operation 65% lux) (70% Full Circuit Watts) | Non Dimmed | 4100260003100 | 26
26 | Advanced LEDS Ltd | LED Street Lights |  | Clipper 26WEH | Non Dimmed | 4100260004100 | 27
26 | Philips Lighting | LED Street Lights |  | LEDGine 2.2 Jan 2013 Grn20 740 Neutral White, Grn21 657 Cool White | Non Dimmed | 4100260005100 | 26
26 | Low Carbon Lighting Limited | LED Street Lights |  | LuxOn 26W (46% Dimmed Circuit Watts) | Single Stage Dimming | 4100260006046 | 24
26 | Low Carbon Lighting Limited | LED Street Lights |  | LuxOn 26W | Non Dimmed | 4100260006100 | 24
26 | CU Phosco Lighting | LED Street Lights |  | P852 A 650mA PHILIPS 26W | Non Dimmed | 4100260007100 | 26
26 | CU Phosco Lighting | LED Street Lights |  | P852 A 650mA TRIDONIC 26W | Non Dimmed | 4100260008100 | 26
26 | Philips Lighting | LED Street Lights | Clearway | Clearway BGP302 LED26S 740 CLO (50% dimmed circuit watts) | Single Stage Dimming | 4100260010050 | 26
26 | Philips Lighting | LED Street Lights | Clearway | Clearway BGP302 LED26S 740 CLO | Non Dimmed | 4100260010100 | 26
26 | DW Windsor Ltd | LED Street Lights |  | 1LX2-113-15 LED Engine - 525mA | Non Dimmed | 4100260011100 | 26
26 | Urbis Schréder | LED Street Lights |  | 16LED LF500mA Module V4 CLO (54% dimmed circuit watts) | Single Stage Dimming | 4100260012054 | 26
26 | Urbis Schréder | LED Street Lights |  | 16LED LF500mA Module V4 CLO (77% dimmed circuit watts) | Single Stage Dimming | 4100260012077 | 26
26 | Urbis Schréder | LED Street Lights |  | 16LED LF500mA Module V4 CLO | Non Dimmed | 4100260012100 | 26
26 | DW Windsor Ltd | LED Street Lights |  | 1LX2-113-15 LED Engine - 500mA (54% dimmed circuit watts) | Single Stage Dimming | 4100260013054 | 26
26 | DW Windsor Ltd | LED Street Lights |  | 1LX2-113-15 LED Engine - 500mA (77% dimmed circuit watts) | Single Stage Dimming | 4100260013077 | 26
26 | DW Windsor Ltd | LED Street Lights |  | 1LX2-113-15 LED Engine - 500mA | Non Dimmed | 4100260013100 | 26
26 | TRT Lighting | LED Street Lights |  | Aspect 2 26W CLO | Non Dimmed | 4100260014100 | 26
26 | Advanced LEDs Ltd | LED Street Lights |  | 26-1-9-CXL2-K2T-100-R10 (52% Dimmed Circuit Watts) | Single Stage Dimming | 4100260015052 | 27
26 | Advanced LEDs Ltd | LED Street Lights | LED Modules | 26-1-9-CXL2-K2T-100-R10 (74% Dimmed Circuit Watts) | Single Stage Dimming | 4100260015074 | 27
26 | Advanced LEDs Ltd | LED Street Lights |  | 26-1-9-CXL2-K2T-100-R10 | Non Dimmed | 4100260015100 | 27
26 | CU Phosco Lighting | LED Street Lights |  | P852 A 700mA TRIDONIC 26W CLO | Non Dimmed | 4100260019100 | 26
26 | ASD Lighting | LED Street Lights |  | HIGHWAY CRYSTAL 16 LED 500mA | Non Dimmed | 4100260021100 | 27
26 | CU Phosco Lighting | LED Street Lights |  | P852-12-***-NW-*0600-26W-CLO-PHSB1 | Non Dimmed | 4100260022100 | 26
26 | CU Phosco Lighting | LED Street Lights |  | PXXX-9LED-740NW-200mA | Non Dimmed | 4100260023100 | 26
26 | DW Windsor Ltd | LED Street Lights |  | 1LX2-113-10 LED Engine - 700mA CLO (33% Dimmed Circuit Watts) | Single Stage Dimming | 4100260024033 | 26
26 | DW Windsor Ltd | LED Street Lights |  | 1LX2-113-10 LED Engine - 700mA CLO (54% Dimmed Circuit Watts) | Single Stage Dimming | 4100260024054 | 26
26 | DW Windsor Ltd | LED Street Lights |  | 1LX2-113-10 LED Engine - 700mA CLO (73% Dimmed Circuit Watts) | Single Stage Dimming | 4100260024073 | 26
26 | DW Windsor Ltd | LED Street Lights |  | 1LX2-113-10 LED Engine - 700mA CLO (77% Dimmed Circuit Watts) | Single Stage Dimming | 4100260024077 | 26
26 | DW Windsor Ltd | LED Street Lights |  | 1LX2-113-10 LED Engine - 700mA CLO | Non Dimmed | 4100260024100 | 26
26 | DW Windsor Ltd | LED Street Lights |  | 1LX2-113-15 LED Engine - 500mA CLO (35% Dimmed Circuit Watts) | Single Stage Dimming | 4100260025035 | 26
26 | DW Windsor Ltd | LED Street Lights |  | 1LX2-113-15 LED Engine - 500mA CLO (58% Dimmed Circuit Watts) | Single Stage Dimming | 4100260025058 | 26
26 | DW Windsor Ltd | LED Street Lights |  | 1LX2-113-15 LED Engine - 500mA CLO (73% Dimmed Circuit Watts) | Single Stage Dimming | 4100260025073 | 26
26 | DW Windsor Ltd | LED Street Lights |  | 1LX2-113-15 LED Engine - 500mA CLO (77% Dimmed Circuit Watts) | Single Stage Dimming | 4100260025077 | 26
26 | DW Windsor Ltd | LED Street Lights |  | 1LX2-113-15 LED Engine - 500mA CLO | Non Dimmed | 4100260025100 | 26
26 | Thorn Lighting | LED Street Lights |  | Thorn LED Module 26W | Non Dimmed | 4100260026100 | 26
26 | INDO Lighting LTD | LED Street Lights |  | 25.5W Direct Drive LED Module | Non Dimmed | 4100260027100 | 27
26 | Ark Lighting Ltd | LED Street Lights |  | LB1.5 | Non Dimmed | 4100260028100 | 26
26 | Urbis Schréder | LED Street Lights |  | 12 LED 700mA LF Module V4 CLO (54% dimmed circuit watts) | Single Stage Dimming | 4100260029054 | 26
26 | Urbis Schréder | LED Street Lights |  | 12 LED 700mA LF Module V4 CLO (77% dimmed circuit watts) | Single Stage Dimming | 4100260029077 | 26
26 | Urbis Schréder | LED Street Lights |  | 12 LED 700mA LF Module V4 CLO | Non Dimmed | 4100260029100 | 26
26 | Holophane Europe ltd | LED Street Lights |  | VMX.V1 (D334) 16 LED Street Lighting Luminaire (525 mA) CLO (80%) (54% Dimmed Circuit Watts - 50% Dimmed Drive Current) | Single Stage Dimming | 4100260030054 | 26
26 | Holophane Europe ltd | LED Street Lights |  | VMX.V1 (D334) 16 LED Street Lighting Luminaire (525 mA) CLO (80%) (65% Dimmed Circuit Watts - 60% Dimmed Drive Current) | Single Stage Dimming | 4100260030065 | 26
26 | Holophane Europe ltd | LED Street Lights |  | VMX.V1 (D334) 16 LED Street Lighting Luminaire (525 mA) CLO (80%) (73% Dimmed Circuit Watts - 70% Dimmed Drive Current) | Single Stage Dimming | 4100260030073 | 26
26 | Holophane Europe ltd | LED Street Lights |  | VMX.V1 (D334) 16 LED Street Lighting Luminaire (525 mA) CLO (80%) | Non Dimmed | 4100260030100 | 26
26 | Urbis Schréder | LED Street Lights |  | 16 LED 500mA V6 CLO (54% Dimmed Circuit Watts) | Single Stage Dimming | 4100260031054 | 26
26 | Urbis Schréder | LED Street Lights |  | 16 LED 500mA V6 CLO (77% Dimmed Circuit Watts) | Single Stage Dimming | 4100260031077 | 26
26 | Urbis Schréder | LED Street Lights |  | 16 LED 500mA V6 CLO | Non Dimmed | 4100260031100 | 26
26 | Urbis Schréder | LED Street Lights |  | 24 LED 350mA V6 CLO (58% Dimmed Circuit Watts) | Single Stage Dimming | 4100260032058 | 26
26 | Urbis Schréder | LED Street Lights |  | 24 LED 350mA V6 CLO (81% Dimmed Circuit Watts) | Single Stage Dimming | 4100260032081 | 26
26 | Urbis Schréder | LED Street Lights |  | 24 LED 350mA V6 CLO | Non Dimmed | 4100260032100 | 26
26 | Urbis Schréder | LED Street Lights |  | 16 LED 518mA DD1 CLO | Non Dimmed | 4100260033100 | 26
26 | Urbis Schréder | LED Street Lights |  | 16 LED 480mA DDP1 (54% Dimmed Circuit Watts) | Single Stage Dimming | 4100260034054 | 26
26 | Urbis Schréder | LED Street Lights |  | 16 LED 480mA DDP1 (73% Dimmed Circuit Watts) | Single Stage Dimming | 4100260034073 | 26
26 | Urbis Schréder | LED Street Lights |  | 16 LED 480mA DDP1 | Non Dimmed | 4100260034100 | 26
26 | Lite-On Technology Corporation | LED Street Lights |  | PA1-20H-530_BOL CLO (72%) | Non Dimmed | 4100260035100 | 26
26 | Lite-On Technology Corporation | LED Street Lights |  | PA1-40H-350_BOL CLO (54%) | Non Dimmed | 4100260036100 | 26
26 | Lite-On Technology Corporation | LED Street Lights |  | PA1-40H-530_BOL CLO (36%) | Non Dimmed | 4100260037100 | 26
26 | ASD Lighting | LED Street Lights |  | 12LED 700 CLO | Non Dimmed | 4100260038100 | 28
26 | Thorn Lighting | LED Street Lights |  | Isaro/Oxane/Dyana 26W StreetLED Module, 24 LED's @350mA (77% Dimmed Circuit Watts) | Single Stage Dimming | 4100260098077 | 26
26 | Thorn Lighting | LED Street Lights |  | Isaro/Oxane/Dyana 26W StreetLED Module, 24 LED's @350mA | Non Dimmed | 4100260098100 | 26
26 | Thorn Lighting | LED Street Lights |  | RPEC-Module 24L35 (54% Dimmed Circuit Watts) | Single Stage Dimming | 4100260998054 | 26
26 | Thorn Lighting | LED Street Lights |  | RPEC-Module 24L35 (77% Dimmed Circuit Watts) | Single Stage Dimming | 4100260998077 | 26
26 | Thorn Lighting | LED Street Lights |  | RPEC-Module 24L35 | Non Dimmed | 4100260998100 | 26
26 | Philips WRTL | LED Street Lights |  | Mini Luma M1A Cool White 3.8KLm, Neutral White 3.6KLm, Luma 1A Cool White 3.8KLm, Neutral White 3.6KLm Constant Flux | Non Dimmed | 4100260999100 | 26
26 | Philips Lighting | LED Street Lights | MLSD-Approved | LEDGine 16 LED Green Line | Non Dimmed | 4100266000100 | 26
26 | Advanced LEDS Ltd | LED Street Lights | MLSD-Approved | Clipper 26WEH | Non Dimmed | 4100266001100 | 27
26 | Low Carbon Lighting Limited | LED Street Lights | MLSD - Approved | LuxOn 26W | Non Dimmed | 4100266006100 | 24
26 | CU Phosco Lighting | LED Street Lights | MLSD-Approved | P852 A 650mA TRIDONIC 26W | Non Dimmed | 4100266008100 | 26
27 | Indal WRTL Exterior Lighting Ltd | LED Street Lights | White High Power LED System | Stela Square 18 LED Cool-led / Directa Post Top Road Lighting Luminaire | Non Dimmed | 4100270000100 | 27
27 | OrangeTek | LED Street Lights |  | TERRALED 24A (Dimmed 50% lux) (52% Full Circuit Watts) | Single Stage Dimming | 4100270001052 | 27
27 | OrangeTek | LED Street Lights |  | TERRALED 24A (Dimmed 65% lux) (67 %Full Circuit Watts) | Single Stage Dimming | 4100270001067 | 27
27 | OrangeTek | LED Street Lights |  | TERRALED 24A | Non Dimmed | 4100270001100 | 27
27 | OrangeTek | LED Street Lights |  | TERRALED 24A (Reduced Operation 65% lux) (67% Full Circuit Watts) | Non Dimmed | 4100270002100 | 18
27 | OrangeTek | LED Street Lights |  | TERRALED 24A (Reduced Operation 50% lux) (52% Full Circuit Watts) | Non Dimmed | 4100270003100 | 14
27 | Thorn-Europhane | LED Street Lights |  | StreetLED 350x24LED - Oxane 27W/Isaro LED 27W | Non Dimmed | 4100270004100 | 31
27 | CU Phosco Lighting | LED Street Lights |  | P567A LED 4 500mA 27W V2 | Non Dimmed | 4100270005100 | 27
27 | CU Phosco Lighting | LED Street Lights |  | P567A LED 4 550mA 27W V2 CLO | Non Dimmed | 4100270006100 | 27
27 | CU Phosco Lighting | LED Street Lights |  | P851-4 B 500mA 27W | Non Dimmed | 4100270007100 | 27
27 | CU Phosco Lighting | LED Street Lights |  | P851-8 B 250mA 27W CLO | Non Dimmed | 4100270008100 | 27
27 | iGuzzini Illuminazione (UK) Ltd | LED Street Lights | 24 LED ST1 G4 Optic, 24 LED ST0.8C G6 Optic | WOW small Profile 1 - 350mA (55% dimmed circuit watts) | Single Stage Dimming | 4100270009055 | 33
27 | iGuzzini Illuminazione (UK) Ltd | LED Street Lights | 24 LED ST1 G4 Optic, 24 LED ST0.8C G6 Optic | WOW small Profile 1 - 350mA (70% dimmed circuit watts) | Single Stage Dimming | 4100270009070 | 33
27 | iGuzzini Illuminazione (UK) Ltd | LED Street Lights | 24 LED ST1 G4 Optic, 24 LED ST0.8C G6 Optic | WOW small Profile 1 - 350mA | Non Dimmed | 4100270009100 | 33
27 | TRT Lighting | LED Street Lights |  | Aspect 1 27W (52% Dimmed Circuit Watts) | Single Stage Dimming | 4100270010052 | 22
27 | TRT Lighting | LED Street Lights |  | Aspect 1 27W | Non Dimmed | 4100270010100 | 22
27 | CU Phosco Lighting | LED Street Lights |  | P567A LED 6 350mA 27W V2 CLO | Non Dimmed | 4100270011100 | 27
27 | CU Phosco Lighting | LED Street Lights |  | P852 A 700mA PHILIPS 27W CLO | Non Dimmed | 4100270012100 | 27
27 | Urbis Schréder | LED Street Lights |  | 24LED LF350mA Module V4 CLO (56% dimmed circuit watts) | Single Stage Dimming | 4100270013056 | 27
27 | Urbis Schréder | LED Street Lights |  | 24 LED LF 350mA Module V4 CLO (74% Dimmed Circuit Watts) | Single Stage Dimming | 4100270013074 | 27
27 | Urbis Schréder | LED Street Lights |  | 24LED LF350mA Module V4 CLO | Non Dimmed | 4100270013100 | 27
27 | GE Hungary Kft | LED Street Lights |  | SP L/1/F/BX/27/40/A/ST/C1/P/P60 (58% Dimmed Circuit Watts) | Single Stage Dimming | 4100270014058 | 26
27 | GE Hungary Kft | LED Street Lights |  | SP L/1/F/BX/27/40/A/ST/C1/P/P60 | Non Dimmed | 4100270014100 | 26
27 | ASD Lighting | LED Street Lights |  | ASD - 24 LED Variant - Streetlight | Non Dimmed | 4100270015100 | 28
27 | LED Roadway Lighting | LED Street Lights |  | NXT-12 27W | Non Dimmed | 4100270016100 | 29
27 | CU Phosco Lighting | LED Street Lights |  | P851-6 B 350mA 27W CLO | Non Dimmed | 4100270017100 | 27
27 | LED Roadway Lighting | LED Street Lights |  | NXT-12 27W CLO (54% Dimmed Circuit Watts) | Single Stage Dimming | 4100270018054 | 28
27 | LED Roadway Lighting | LED Street Lights |  | NXT-12 27W CLO (71% Dimmed Circuit Watts) | Single Stage Dimming | 4100270018071 | 28
27 | LED Roadway Lighting | LED Street Lights |  | NXT-12 27W CLO (75% Dimmed Circuit Watts) | Single Stage Dimming | 4100270018075 | 28
27 | LED Roadway Lighting | LED Street Lights |  | NXT-12 27W CLO | Non Dimmed | 4100270018100 | 28
27 | Holophane Europe ltd | LED Street Lights |  | VMX.V1 16 LED Street Lighting Luminaire (525 mA) CLO (90%) (56% Dimmed Circuit Watts - 50% Dimmed Drive Current) | Single Stage Dimming | 4100270019056 | 27
27 | Holophane Europe ltd | LED Street Lights |  | VMX.V1 16 LED Street Lighting Luminaire (525 mA) CLO (90%) (63% Dimmed Circuit Watts - 60% Dimmed Drive Current) | Single Stage Dimming | 4100270019063 | 27
27 | Holophane Europe ltd | LED Street Lights |  | VMX.V1 16 LED Street Lighting Luminaire (525 mA) CLO (90%) (70% Dimmed Circuit Watts - 70% Dimmed Drive Current) | Single Stage Dimming | 4100270019070 | 27
27 | Holophane Europe ltd | LED Street Lights |  | VMX.V1 16 LED Street Lighting Luminaire (525 mA) CLO (90%) | Non Dimmed | 4100270019100 | 27
27 | Urbis Schréder | LED Street Lights |  | 16 LED 500mA LF Module V5 CLO (56% dimmed circuit watts) | Single Stage Dimming | 4100270020056 | 27
27 | Urbis Schréder | LED Street Lights |  | 16 LED 500mA LF Module V5 CLO (78% dimmed circuit watts) | Single Stage Dimming | 4100270020078 | 27
27 | Urbis Schréder | LED Street Lights |  | 16 LED 500mA LF Module V5 CLO | Non Dimmed | 4100270020100 | 27
27 | Urbis Schréder | LED Street Lights |  | 24 LED 350mA LF Module V5 CLO (56% dimmed circuit watts) | Single Stage Dimming | 4100270021056 | 27
27 | Urbis Schréder | LED Street Lights |  | 24 LED 350mA LF Module V5 CLO (78% dimmed circuit watts) | Single Stage Dimming | 4100270021078 | 27
27 | Urbis Schréder | LED Street Lights |  | 24 LED 350mA LF Module V5 CLO | Non Dimmed | 4100270021100 | 27
27 | DW Windsor Ltd | LED Street Lights |  | 1LX2-113-10 LED Engine - 700mA (33% Dimmed Circuit Watts) | Single Stage Dimming | 4100270022033 | 27
27 | DW Windsor Ltd | LED Street Lights |  | 1LX2-113-10 LED Engine - 700mA (56% Dimmed Circuit Watts) | Single Stage Dimming | 4100270022056 | 27
27 | DW Windsor Ltd | LED Street Lights |  | 1LX2-113-10 LED Engine - 700mA (70% Dimmed Circuit Watts) | Single Stage Dimming | 4100270022070 | 27
27 | DW Windsor Ltd | LED Street Lights |  | 1LX2-113-10 LED Engine - 700mA (78% Dimmed Circuit Watts) | Single Stage Dimming | 4100270022078 | 27
27 | DW Windsor Ltd | LED Street Lights |  | 1LX2-113-10 LED Engine - 700mA | Non Dimmed | 4100270022100 | 27
27 | DW Windsor Ltd | LED Street Lights |  | 1LX2-113-15 LED Engine - 500mA (33% Dimmed Circuit Watts) | Single Stage Dimming | 4100270023033 | 27
27 | DW Windsor Ltd | LED Street Lights |  | 1LX2-113-15 LED Engine - 500mA (56% Dimmed Circuit Watts) | Single Stage Dimming | 4100270023056 | 27
27 | DW Windsor Ltd | LED Street Lights |  | 1LX2-113-15 LED Engine - 500mA (74% Dimmed Circuit Watts) | Single Stage Dimming | 4100270023074 | 27
27 | DW Windsor Ltd | LED Street Lights |  | 1LX2-113-15 LED Engine - 500mA (78% Dimmed Circuit Watts) | Single Stage Dimming | 4100270023078 | 27
27 | DW Windsor Ltd | LED Street Lights |  | 1LX2-113-15 LED Engine - 500mA | Non Dimmed | 4100270023100 | 27
27 | CU Phosco Lighting | LED Street Lights |  | P852-12-***-NW-*600-PHSB1 | Non Dimmed | 4100270024100 | 27
27 | ASD Lighting | LED Street Lights |  | HIGHWAY DIAMOND 16 LED 500mA (50% O/P) (56% Dimmed Circuit Watts) | Single Stage Dimming | 4100270025056 | 27
27 | ASD Lighting | LED Street Lights |  | HIGHWAY DIAMOND 16 LED 500mA | Non Dimmed | 4100270025100 | 27
27 | GE Hungary Kft | LED Street Lights |  | SPL/1/F/B/27/40/A/ST/C1/N/S60/R7035 | Non Dimmed | 4100270026100 | 27
27 | LG | LED Street Lights |  | SB7vv0wwxyz (29% Dimmed Circuit Watts) | Single Stage Dimming | 4100270027029 | 26
27 | LG | LED Street Lights |  | SB7vv0wwxyz (38% Dimmed Circuit Watts) | Single Stage Dimming | 4100270027038 | 26
27 | LG | LED Street Lights |  | SB7vv0wwxyz (46% Dimmed Circuit Watts) | Single Stage Dimming | 4100270027046 | 26
27 | LG | LED Street Lights |  | SB7vv0wwxyz (54% Dimmed Circuit Watts) | Single Stage Dimming | 4100270027054 | 26
27 | LG | LED Street Lights |  | SB7vv0wwxyz (62% Dimmed Circuit Watts) | Single Stage Dimming | 4100270027062 | 26
27 | LG | LED Street Lights |  | SB7vv0wwxyz (73% Dimmed Circuit Watts) | Single Stage Dimming | 4100270027073 | 26
27 | LG | LED Street Lights |  | SB7vv0wwxyz (81% Dimmed Circuit Watts) | Single Stage Dimming | 4100270027081 | 26
27 | LG | LED Street Lights |  | SB7vv0wwxyz (92% Dimmed Circuit Watts) | Single Stage Dimming | 4100270027092 | 26
27 | LG | LED Street Lights |  | SB7vv0wwxyz | Non Dimmed | 4100270027100 | 26
27 | Holophane Europe ltd | LED Street Lights |  | VMX.V1 (D334) 16 LED Street Lighting Luminaire (525 mA) CLO (90%) (56% Dimmed Circuit Watts - 50% Dimmed Drive Current) | Single Stage Dimming | 4100270028056 | 27
27 | Holophane Europe ltd | LED Street Lights |  | VMX.V1 (D334) 16 LED Street Lighting Luminaire (525 mA) CLO (90%) (63% Dimmed Circuit Watts - 60% Dimmed Drive Current) | Single Stage Dimming | 4100270028063 | 27
27 | Holophane Europe ltd | LED Street Lights |  | VMX.V1 (D334) 16 LED Street Lighting Luminaire (525 mA) CLO (90%) (74% Dimmed Circuit Watts - 70% Dimmed Drive Current) | Single Stage Dimming | 4100270028074 | 27
27 | Holophane Europe ltd | LED Street Lights |  | VMX.V1 (D334) 16 LED Street Lighting Luminaire (525 mA) CLO (90%) | Non Dimmed | 4100270028100 | 27
27 | CREE Lighting | LED Street Lights |  | XSPR series, B - Driver, DY4 (59% Dimmed Circuit Watts) | Single Stage Dimming | 4100270029059 | 27
27 | CREE Lighting | LED Street Lights |  | XSPR series, B - Driver, DY4 | Non Dimmed | 4100270029100 | 27
27 | CREE Lighting | LED Street Lights |  | XSPR series, B - Driver, 615mA | Non Dimmed | 4100270030100 | 27
27 | Lite-On Technology Corporation | LED Street Lights |  | PA1-20H-700_BOL CLO (54%) | Non Dimmed | 4100270031100 | 27
27 | TRT Lighting | LED Street Lights |  | Aspect Eco 1 27W | Non Dimmed | 4100270032100 | 27
27 | Thorn Lighting | LED Street Lights |  | Thorn LED Module 27W | Non Dimmed | 4100270998100 | 27
27 | Philips WRTL | LED Street Lights |  | Mini Luma M1A Cool White 4KLm, Luma 1A Cool White 4KLm Constant Flux | Non Dimmed | 4100270999100 | 27
27 | CU Phosco Lighting | LED Street Lights | MLSD-Approved | P851-8 B 250mA 27W CLO | Non Dimmed | 4100276000100 | 27
27 | CU Phosco Lighting | LED Street Lights | MLSD-Approved | P852 A 700mA PHILIPS 27W CLO | Non Dimmed | 4100276001100 | 27
27 | CU Phosco Lighting | LED Street Lights | MLSD-Approved | P852 A 700mA PHILIPS 27W CLO | Non Dimmed | 4100276012100 | 27
28 | LED Roadway Lighting | LED Street Lights |  | Satellite Series 28W Model S24M | Non Dimmed | 4100280000100 | 27
28 | Philips Lighting | LED Street Lights | Constant Light Output | Fortimo LED 1800 Lumens 3000K Warm White | Non Dimmed | 4100280001100 | 29
28 | Philips Lighting | LED Street Lights | Constant Light Output | Fortimo LED 1800 Lumens 4000K Neutral White | Non Dimmed | 4100280002100 | 27
28 | Urbis Schréder | LED Street Lights |  | 22 LED Module | Non Dimmed | 4100280003100 | 28
28 | Indal WRTL Exterior Lighting Ltd | LED Street Lights |  | Stela Long 24 LED 28W Cree XPG 350mA Cool White 1-10V Dimmable Road Lighting Lumminaire (Dimmed 75% Circuit Watts) | Single Stage Dimming | 4100280004075 | 28
28 | Indal WRTL Exterior Lighting Ltd | LED Street Lights |  | Stela Long 24 LED 28W Cree XPG 350mA Cool White 1-10V Dimmable Road Lighting Lumminaire | Non Dimmed | 4100280004100 | 28
28 | Advanced LEDS Ltd | LED Street Lights |  | Marlin 2000 LH 28W | Non Dimmed | 4100280005100 | 29
28 | Philips Lighting | LED Street Lights |  | Mini LED Platform 24 Led Green Line Led Street 7 Driver | Non Dimmed | 4100280006100 | 27
28 | Thorn-Europhane | LED Street Lights |  | Oxane 28W | Non Dimmed | 4100280007100 | 30
28 | Thorn-Europhane | LED Street Lights |  | Oxane 28W | Non Dimmed | 4100280008100 | 29
28 | LED Roadway Lighting | LED Street Lights |  | Satellite Series 28W CLO Dimming Model S24S (Dimmed 51% circuit watts) | Single Stage Dimming | 4100280009051 | 25
28 | LED Roadway Lighting | LED Street Lights |  | Satellite Series 28W CLO Dimming Model S24S (Dimmed 76% circuit watts) | Single Stage Dimming | 4100280009076 | 25
28 | LED Roadway Lighting | LED Street Lights |  | Satellite Series 28W CLO Dimming Model S24S (full power) | Non Dimmed | 4100280009100 | 25
28 | LED Roadway Lighting | LED Street Lights |  | Satellite Series 28W Model S24S | Non Dimmed | 4100280010100 | 26
28 | Philips Lighting | LED Street Lights |  | Mini LED Platform 16 Led Eco Line Led Street 7 Driver | Non Dimmed | 4100280011100 | 28
28 | Thorn-Europhane | LED Street Lights |  | StreetLED 700x12LED - Oxane 28W / - Isaro LED 28W / - Dyana LED700 28W | Non Dimmed | 4100280012100 | 29
28 | CU Phosco Lighting | LED Street Lights |  | P567A LED 8 250mA 28W V2 | Non Dimmed | 4100280014100 | 28
28 | Urbis Schréder | LED Street Lights |  | 16 LED LF 500mA Module V2 (58%) | Single Stage Dimming | 4100280015058 | 28
28 | Urbis Schréder | LED Street Lights |  | 16 LED LF 500mA Module V2 (75%) | Single Stage Dimming | 4100280015075 | 28
28 | Urbis Schréder | LED Street Lights |  | 16 LED LF 500mA Module V2 | Non Dimmed | 4100280015100 | 28
28 | CU Phosco Lighting | LED Street Lights |  | P851-8 B 250mA 28W | Non Dimmed | 4100280016100 | 28
28 | Ark Lighting | LED Street Lights |  | SJ3 LED | Non Dimmed | 4100280017100 | 28
28 | CU Phosco Lighting | LED Street Lights |  | P851-4 B 550mA 28W CLO | Non Dimmed | 4100280018100 | 28
28 | CU Phosco Lighting | LED Street Lights |  | P851-6 B 350mA 28W | Non Dimmed | 4100280019100 | 28
28 | CU Phosco Lighting | LED Street Lights |  | P567A LED 6 350mA 28W V2 | Non Dimmed | 4100280020100 | 28
28 | CU Phosco Lighting | LED Street Lights |  | P852 A 700mA PHILIPS 28W | Non Dimmed | 4100280021100 | 28
28 | CU Phosco Lighting | LED Street Lights |  | P852 A 700mA TRIDONIC 28W | Non Dimmed | 4100280022100 | 28
28 | CU Phosco Lighting | LED Street Lights |  | P852 A 750mA TRIDONIC 28W CLO | Non Dimmed | 4100280023100 | 28
28 | Woodhouse | LED Street Lights | CODA Luminaire 2 Module 5000K P Class 700mA | CO-LA-00002 | Non Dimmed | 4100280024100 | 28
28 | LED Roadway Lighting | LED Street Lights |  | NXT-24 28W | Non Dimmed | 4100280025100 | 29
28 | Tamlite Lighting | LED Street Lights |  | EXP24/DALI/RL (39% Dimmed Circuit Watts) | Single Stage Dimming | 4100280026039 | 28
28 | Tamlite Lighting | LED Street Lights |  | EXP24/DALI/RL (50% Dimmed Circuit Watts) | Single Stage Dimming | 4100280026050 | 28
28 | Tamlite Lighting | LED Street Lights |  | EXP24/DALI/RL (64% Dimmed Circuit Watts) | Single Stage Dimming | 4100280026064 | 28
28 | Tamlite Lighting | LED Street Lights |  | EXP24/DALI/RL | Non Dimmed | 4100280026100 | 28
28 | Ark Lighting | LED Street Lights |  | Acorn-LA6/350 | Non Dimmed | 4100280027100 | 28
28 | GE Hungary Kft | LED Street Lights |  | OD L/1/F/C/28/40/D/ST/C1/N/P60/R7035 (57% Dimmed Circuit Watts) | Single Stage Dimming | 4100280028057 | 28
28 | GE Hungary Kft | LED Street Lights |  | OD L/1/F/C/28/40/D/ST/C1/N/P60/R7035 | Non Dimmed | 4100280028100 | 28
28 | GE Hungary Kft | LED Street Lights |  | OD L/2/F/C/28/40/D/ST/C1/N/P60/R7035 (57% Dimmed Circuit Watts) | Single Stage Dimming | 4100280029057 | 28
28 | GE Hungary Kft | LED Street Lights |  | OD L/2/F/C/28/40/D/ST/C1/N/P60/R7035 | Non Dimmed | 4100280029100 | 28
28 | Ark Lighting | LED Street Lights |  | Acorn-LA3/700 | Non Dimmed | 4100280030100 | 28
28 | Philips Lighting | LED Street Lights | 1 fastflex board | 40W Xitanium Driver 0.7A with 1 No 2 X8 740 FastFlex Board | Non Dimmed | 4100280031100 | 28
28 | Kingfisher Lighting/AEC Illuminazione | LED Street Lights |  | PIT1xyw4701e_bbv.c****** (700mA) (32% Dimmed Circuit Watts) | Single Stage Dimming | 4100280032032 | 27
28 | Kingfisher Lighting/AEC Illuminazione | LED Street Lights |  | PIT1xyw4701e_bbv.c****** (700mA) (52% Dimmed Circuit Watts) | Single Stage Dimming | 4100280032052 | 27
28 | Kingfisher Lighting/AEC Illuminazione | LED Street Lights |  | PIT1xyw4701e_bbv.c****** (700mA) (78% Dimmed Circuit Watts) | Single Stage Dimming | 4100280032078 | 27
28 | Kingfisher Lighting/AEC Illuminazione | LED Street Lights |  | PIT1xyw4701e_bbv.c****** (700mA) | Non Dimmed | 4100280032100 | 27
28 | Holophane Europe ltd | LED Street Lights |  | VMX.V1 16 LED Street Lighting Luminaire (525 mA) (54% Dimmed Circuit Watts - 50% Dimmed Drive Current) | Single Stage Dimming | 4100280033054 | 28
28 | Holophane Europe ltd | LED Street Lights |  | VMX.V1 16 LED Street Lighting Luminaire (525 mA) (64% Dimmed Circuit Watts - 60% Dimmed Drive Current) | Single Stage Dimming | 4100280033064 | 28
28 | Holophane Europe ltd | LED Street Lights |  | VMX.V1 16 LED Street Lighting Luminaire (525 mA) (71% Dimmed Circuit Watts - 70% Dimmed Drive Current) | Single Stage Dimming | 4100280033071 | 28
28 | Holophane Europe ltd | LED Street Lights |  | VMX.V1 16 LED Street Lighting Luminaire (525 mA) (79% Dimmed Circuit Watts - 75% Dimmed Drive Current) | Single Stage Dimming | 4100280033079 | 28
28 | Holophane Europe ltd | LED Street Lights |  | VMX.V1 16 LED Street Lighting Luminaire (525 mA) | Non Dimmed | 4100280033100 | 28
28 | CU Phosco Lighting | LED Street Lights |  | P852-12-***-NW-*0650-27W-CLO-PHSB1 | Non Dimmed | 4100280034100 | 28
28 | LED Roadway Lighting | LED Street Lights |  | NXT-24 28W CLO (54% Dimmed Circuit Watts) | Single Stage Dimming | 4100280035054 | 28
28 | LED Roadway Lighting | LED Street Lights |  | NXT-24 28W CLO (71% Dimmed Circuit Watts) | Single Stage Dimming | 4100280035071 | 28
28 | LED Roadway Lighting | LED Street Lights |  | NXT-24 28W CLO (79% Dimmed Circuit Watts) | Single Stage Dimming | 4100280035079 | 28
28 | LED Roadway Lighting | LED Street Lights |  | NXT-24 28W CLO | Non Dimmed | 4100280035100 | 28
28 | MHA Lighting Ltd | LED Street Lights |  | S190 | Non Dimmed | 4100280036100 | 28
28 | GE Hungary Kft | LED Street Lights |  | SLBT/1E/F/B/28/40/N/ST/C1P/N/S60/R7035 | Non Dimmed | 4100280037100 | 28
28 | GE Hungary Kft | LED Street Lights |  | SLBT/1E/F/B/28/40/D/ST/C1/N/S60/R7035 | Non Dimmed | 4100280038100 | 27
28 | Designplan Lighting | LED Street Lights |  | TLSP/3000NW/C49 | Non Dimmed | 4100280039100 | 28
28 | Thorn Lighting | LED Street Lights |  | Thorn LED Module 28W | Non Dimmed | 4100280040100 | 28
28 | Carbon Reduction Technology Ltd | LED Street Lights |  | CRT-12 LED-700mA | Non Dimmed | 4100280041100 | 28
28 | GE Hungary Kft | LED Street Lights |  | SP L/2/F/B/28/40/A/ST/C1/P/S60 | Non Dimmed | 4100280042100 | 27
28 | GE Hungary Kft | LED Street Lights |  | SP L/2/F/B/28/40/A/ST/C1/P/P50 | Non Dimmed | 4100280043100 | 27
28 | Holophane Europe ltd | LED Street Lights |  | VMX.V1 (D334) 16 LED Street Lighting Luminaire (525 mA) (57% Dimmed Circuit Watts - 50% Dimmed Drive Current) | Single Stage Dimming | 4100280044057 | 28
28 | Holophane Europe ltd | LED Street Lights |  | VMX.V1 (D334) 16 LED Street Lighting Luminaire (525 mA) (64% Dimmed Circuit Watts - 60% Dimmed Drive Current) | Single Stage Dimming | 4100280044064 | 28
28 | Holophane Europe ltd | LED Street Lights |  | VMX.V1 (D334) 16 LED Street Lighting Luminaire (525 mA) (75% Dimmed Circuit Watts - 70% Dimmed Drive Current) | Single Stage Dimming | 4100280044075 | 28
28 | Holophane Europe ltd | LED Street Lights |  | VMX.V1 (D334) 16 LED Street Lighting Luminaire (525 mA) | Non Dimmed | 4100280044100 | 28
28 | GE Hungary Kft | LED Street Lights |  | OD L/3/F/B/28/40/D/ST/C1/N/S60/R7035 (52% Dimmed Circuit Watts) | Single Stage Dimming | 4100280045052 | 27
28 | GE Hungary Kft | LED Street Lights |  | OD L/3/F/B/28/40/D/ST/C1/N/S60/R7035 (70% Dimmed Circuit Watts) | Single Stage Dimming | 4100280045070 | 27
28 | GE Hungary Kft | LED Street Lights |  | OD L/3/F/B/28/40/D/ST/C1/N/S60/R7035 (74% Dimmed Circuit Watts) | Single Stage Dimming | 4100280045074 | 27
28 | GE Hungary Kft | LED Street Lights |  | ODYS/3/28 | Non Dimmed | 4100280045100 | 27
28 | Philips Lighting | LED Street Lights | BGP381 | Iridium Gen 3 Mini GRN40 CLO 740 | Non Dimmed | 4100280046100 | 28
28 | Thorn Lighting | LED Street Lights |  | Isaro/Oxane/Dyana 28W StreetLED Module, 12 LED's @700mA (78% Dimmed Circuit Watts) | Single Stage Dimming | 4100280998078 | 27
28 | Thorn Lighting | LED Street Lights |  | Isaro/Oxane/Dyana 28W StreetLED Module, 12 LED's @700mA | Non Dimmed | 4100280998100 | 27
28 | Philips WRTL | LED Street Lights |  | Mini Luma M1A Cool White 4.2KLm, Neutral White 3.8KLm, Luma 1A Neutral White 3.8KLm Constant Flux/ Mini Luma M1A Cool White 4.4KLm, Cool White 4.6KLm, Neutral White KLm, Luma 1A Neutral White 4.2KLm Constant Flux | Non Dimmed | 4100280999100 | 28
28 | Philips Lighting | LED Street Lights |  | Mini LED Platform 24 Led Green Line Led Street 7 Driver | Non Dimmed | 4100286000100 | 27
28 | LED Roadway Lighting | LED Street Lights | MLSD-Approved | Satellite Series 28W CLO Dimming Model S24S (full power) | Non Dimmed | 4100286001100 | 25
28 | CU Phosco Lighting | LED Street Lights | MLSD-Approved | P852 A 700mA TRIDONIC 28W | Non Dimmed | 4100286022100 | 28
28 | CU Phosco Lighting | LED Street Lights | MLSD-Approved | P852 A 750mA TRIDONIC 28W CLO | Non Dimmed | 4100286023100 | 28
29 | Indal WRTL Exterior Lighting Ltd | LED Street Lights | White High Power LED System | Stela Long/Wide 24 LED 29W Cree XPG 350mA, Cool White Road Lighting Luminaire | Non Dimmed | 4100290000100 | 30
29 | Philips Lighting | LED Street Lights |  | LEDGine GRN31 Cool White 5700K 657 | Non Dimmed | 4100290001100 | 29
29 | Philips Lighting | LED Street Lights |  | LEDGine GRN29 Neutral White 4000K 740 | Non Dimmed | 4100290002100 | 29
29 | Philips Lighting | LED Street Lights |  | LEDGine GRN24 Warm White 3000k 830 | Non Dimmed | 4100290003100 | 29
29 | CU Phosco Lighting | LED Street Lights |  | P567A LED 6 - 350mA - HARVARD TWIN | Non Dimmed | 4100290004100 | 28
29 | Urbis Schréder | LED Street Lights |  | 24 LED LF 350mA Module V2 (34% dimmed circuit watts) | Single Stage Dimming | 4100290005034 | 29
29 | Urbis Schréder | LED Street Lights |  | 24 LED LF 350mA Module V2 (55% Dimmed Circuit Watts - 50% lumen) | Single Stage Dimming | 4100290005055 | 29
29 | Urbis Schréder | LED Street Lights |  | 24 LED LF 350mA Module V2 (59% dimmed circuit watts) | Single Stage Dimming | 4100290005059 | 29
29 | Urbis Schréder | LED Street Lights |  | 24 LED LF 350mA Module V2 (66% Dimmed Circuit Watts) | Single Stage Dimming | 4100290005066 | 29
29 | Urbis Schréder | LED Street Lights |  | 24 LED LF Module V2 (dimmed 76%) | Single Stage Dimming | 4100290005076 | 29
29 | Urbis Schréder | LED Street Lights |  | 24 LED LF 350mA Module V2 | Non Dimmed | 4100290005100 | 29
29 | CU Phosco Lighting | LED Street Lights |  | P567A LED 4 550mA 29W V2 | Non Dimmed | 4100290006100 | 29
29 | CU Phosco Lighting | LED Street Lights |  | P567A LED 4 600mA 29W V2 CLO | Non Dimmed | 4100290007100 | 29
29 | CU Phosco Lighting | LED Street Lights |  | P851-4 B 550mA 29W | Non Dimmed | 4100290008100 | 29
29 | MHA Lighting Ltd | LED Street Lights |  | SL20 | Non Dimmed | 4100290009100 | 29
29 | Ark Lighting | LED Street Lights |  | LR1 Module | Non Dimmed | 4100290010100 | 30
29 | Gemma Lighting | LED Street Lights |  | M24-A001 | Non Dimmed | 4100290012100 | 29
29 | DW Windsor Ltd | LED Street Lights |  | 1LX2-113-15 LED Engine - 590mA | Non Dimmed | 4100290013100 | 29
29 | Thorn Lighting | LED Street Lights |  | R-PEC LED Module, 24 LED's @350mA-D R2L2 S 24L35 (55% dimmed circuit watts) | Single Stage Dimming | 4100290014055 | 29
29 | Thorn Lighting | LED Street Lights |  | R-PEC LED Module, 12 LED's @700mA R2L2 S 12L70 (59% dimmed circuit watts) | Single Stage Dimming | 4100290014059 | 29
29 | Thorn Lighting | LED Street Lights |  | R-PEC LED Module, 24 LED's @350mA R2L2 S 24L35 (83% dimmed circuit watts) | Single Stage Dimming | 4100290014083 | 29
29 | Thorn Lighting | LED Street Lights |  | R-PEC LED Module, 12 LED's @700mA R2L2 S 12L70 / R-PEC LED Module, 24 LED's @350mA R2L2 S 24L35 | Non Dimmed | 4100290014100 | 29
29 | Ark Lighting | LED Street Lights |  | LinearLED-108M | Non Dimmed | 4100290015100 | 29
29 | CU Phosco Lighting | LED Street Lights |  | PXXX-9LED-740NW-250mA CLO | Non Dimmed | 4100290016100 | 30
29 | CU Phosco Lighting | LED Street Lights |  | P852-12-***-NW-*0700-29W-CLO-PHSB1 | Non Dimmed | 4100290017100 | 30
29 | OrangeTek | LED Street Lights |  | Voyager 30 Xi 300mA (53% Dimmed Circuit Watts) | Single Stage Dimming | 4100290018053 | 30
29 | OrangeTek | LED Street Lights |  | Voyager 30 Xi 300mA (70% Dimmed Circuit Watts) | Single Stage Dimming | 4100290018070 | 30
29 | OrangeTek | LED Street Lights |  | Voyager 30 Xi 300mA | Non Dimmed | 4100290018100 | 30
29 | CU Phosco Lighting | LED Street Lights |  | P852-12-***-NW-*650-PHSB1 | Non Dimmed | 4100290019100 | 29
29 | ASD Lighting | LED Street Lights |  | HIGHWAY DIAMOND 24 LED 350mA (50% O/P) (55% Dimmed Circuit Watts) | Single Stage Dimming | 4100290020055 | 29
29 | ASD Lighting | LED Street Lights |  | HIGHWAY DIAMOND 24 LED 350mA | Non Dimmed | 4100290020100 | 29
29 | GE Hungary Kft | LED Street Lights |  | SMBT/1/29 | Non Dimmed | 4100290021100 | 27
29 | OrangeTek | LED Street Lights |  | Voyager 12 PP 700mA | Non Dimmed | 4100290022100 | 29
29 | OrangeTek | LED Street Lights |  | Arialed Mini 30, 300mA, PP | Non Dimmed | 4100290023100 | 29
29 | OrangeTek | LED Street Lights |  | Arialed Mini 20, 450mA, PP | Non Dimmed | 4100290024100 | 29
29 | CREE Lighting | LED Street Lights |  | XSPC series, H - Driver, G1 (76% Dimmed Circuit Watts) | Single Stage Dimming | 4100290025076 | 29
29 | CREE Lighting | LED Street Lights |  | XSPC series, H - Driver, G1 | Non Dimmed | 4100290025100 | 29
29 | Thorn Lighting | LED Street Lights |  | Thorn LED Module 29W | Non Dimmed | 4100290998100 | 29
29 | Philips WRTL | LED Street Lights |  | Mini Luma M1A Neutral White 4.4KLm, Luma 1A Cool White 4.2KLm, Neutral White 4KLm, Neutral White 4.4KLm Constant Flux | Non Dimmed | 4100290999100 | 29
30 | MBRM PTY LTD | LED Street Lights |  | 30W Screentech MBRM LED Street Lights | Non Dimmed | 4100300000100 | 37
30 | Advanced LEDS Ltd | LED Street Lights |  | 30 Watt Marlin 1000 Luminaire | Non Dimmed | 4100300001100 | 31
30 | Philips Lighting | LED Street Lights |  | LEDGine 16 LED Green Line (51% Dimmed Circuit Watts) | Single Stage Dimming | 4100300002051 | 31
30 | Philips Lighting | LED Street Lights |  | LEDGine 16 LED Green Line (74% Dimmed Circuit Watts) | Single Stage Dimming | 4100300002074 | 31
30 | Philips Lighting | LED Street Lights |  | BPP 407/2 UrbanLine LED 2 Luminaire | Non Dimmed | 4100300002100 | 31
30 | Urbis Schréder | LED Street Lights |  | 24 LED Module | Non Dimmed | 4100300003100 | 30
30 | DW Windsor Ltd | LED Street Lights |  | DWW LED Engine Twin Module | Non Dimmed | 4100300004100 | 30
30 | DW Windsor Ltd | LED Street Lights |  | DWW LED Engine Single Module - 350mA | Single Stage Dimming | 4100300005050 | 30
30 | DW Windsor Ltd | LED Street Lights |  | DWW LED Engine Single Module - 500mA | Single Stage Dimming | 4100300005073 | 30
30 | DW Windsor Ltd | LED Street Lights |  | DWW LED Engine Single Module - 700mA | Non Dimmed | 4100300005100 | 30
30 | DW Windsor Ltd | LED Street Lights |  | Morano LED II - 2x350mA | Non Dimmed | 4100300006100 | 30
30 | Electrical Express | LED Street Lights |  | EE30WSLLA LED Street Light | Non Dimmed | 4100300007100 | 26
30 | Electrical Express | LED Street Lights |  | Knightstar Dimmable Street Lantern (50% Dimmed Circuit Watts) | Single Stage Dimming | 4100300008050 | 32
30 | Electrical Express | LED Street Lights |  | Knightstar Dimmable Street Lantern | Non Dimmed | 4100300008100 | 32
30 | OrangeTek | LED Street Lights |  | ARIALED 30 | Non Dimmed | 4100300009100 | 28
30 | Advanced LEDS Ltd | LED Street Lights |  | Clipper 30WEH | Non Dimmed | 4100300010100 | 31
30 | GE | LED Street Lights |  | OKAPI LED/CG/1/30/40/C1/NA60 (57% Dimmed Circuit Watts) | Single Stage Dimming | 4100300012057 | 30
30 | GE | LED Street Lights |  | OKAPI LED/CG/1/30/40/C1/NA60 | Non Dimmed | 4100300012100 | 30
30 | ELTA-R Chenkin and Sie | LED Street Lights |  | SM 30 | Non Dimmed | 4100300013100 | 36
30 | ELTA-R Chenkin and Sie | LED Street Lights |  | SM 30D (53% dimmed circuit watts) | Single Stage Dimming | 4100300014053 | 36
30 | ELTA-R Chenkin and Sie | LED Street Lights |  | SM 30D | Non Dimmed | 4100300014100 | 36
30 | ELTA-R Chenkin and Sie | LED Street Lights |  | SM 30DF (53% dimmed circuit watts) | Single Stage Dimming | 4100300015053 | 38
30 | ELTA-R Chenkin and Sie | LED Street Lights |  | SM 30DF | Non Dimmed | 4100300015100 | 38
30 | ELTA-R Chenkin and Sie | LED Street Lights |  | SM 30F | Non Dimmed | 4100300016100 | 38
30 | CU Phosco Lighting | LED Street Lights |  | P851-12 B 200mA 30W CLO | Non Dimmed | 4100300017100 | 30
30 | GE Hungary Kft | LED Street Lights |  | Odyssey LED FG/CX/30/57/DA/STD/C1/NC/PT60 (57% dimmed) | Single Stage Dimming | 4100300018057 | 30
30 | GE Hungary Kft | LED Street Lights |  | Odyssey LED FG/CX/30/57/DA/STD/C1/NC/PT60 | Non Dimmed | 4100300018100 | 30
30 | Morgan Hope Industries Ltd | LED Street Lights |  | ASTRID-SSL-30W | Non Dimmed | 4100300019100 | 30
30 | CU Phosco Lighting | LED Street Lights |  | P851-4 B 600mA 30W CLO | Non Dimmed | 4100300020100 | 30
30 | CU Phosco Lighting | LED Street Lights |  | P851-6 B 400mA 30W CLO | Non Dimmed | 4100300021100 | 30
30 | CU Phosco Lighting | LED Street Lights |  | P567A LED 6 400mA 30W V2 CLO | Non Dimmed | 4100300022100 | 30
30 | CU Phosco Lighting | LED Street Lights |  | P852 A 750mA TRIDONIC 30W | Non Dimmed | 4100300023100 | 30
30 | CU Phosco Lighting | LED Street Lights |  | P852 A 800mA TRIDONIC 30W CLO | Non Dimmed | 4100300024100 | 30
30 | Easy Energy Solution Ltd | LED Street Lights |  | Hermin SL30 | Non Dimmed | 4100300025100 | 36
30 | INDO Lighting LTD | LED Street Lights |  | INDO-30W LED MODULE | Non Dimmed | 4100300026100 | 34
30 | The ILC | LED Street Lights |  | SRF30 LED SOX Retrofit | Non Dimmed | 4100300027100 | 31
30 | D.S International Limited | LED Street Lights |  | AXION HB-081-30W | Non Dimmed | 4100300028100 | 31
30 | Carbon Reduction Technology Ltd | LED Street Lights |  | 2 x 4 - 1050 LED Lighting Module (Helia Street Lamp 30W) | Non Dimmed | 4100300029100 | 30
30 | SolTex Global Ltd | LED Street Lights |  | 30W YZLD (39% dimmed circuit watts) | Single Stage Dimming | 4100300030039 | 31
30 | SolTex Global Ltd | LED Street Lights |  | 30W YZLD (58% dimmed circuit watts) | Single Stage Dimming | 4100300030058 | 31
30 | SolTex Global Ltd | LED Street Lights |  | 30W YZLD (77% dimmed circuit watts) | Single Stage Dimming | 4100300030077 | 31
30 | SolTex Global Ltd | LED Street Lights |  | 30W YZLD | Non Dimmed | 4100300030100 | 31
30 | OrangeTek | LED Street Lights |  | TERRALED Mini 30 (50% dimmed circuit watts) | Single Stage Dimming | 4100300031050 | 30
30 | OrangeTek | LED Street Lights |  | TERRALED Mini 30 (70% dimmed circuit watts) | Single Stage Dimming | 4100300031070 | 30
30 | OrangeTek | LED Street Lights |  | TERRALED Mini 30 | Non Dimmed | 4100300031100 | 30
30 | Ark Lighting | LED Street Lights |  | LinearLED-72H | Non Dimmed | 4100300032100 | 30
30 | TRT Lighting | LED Street Lights |  | Aspect 2 30W | Non Dimmed | 4100300033100 | 30
30 | Advanced LEDs Ltd | LED Street Lights |  | 30-1-9-CXL2-K3A-100-R10 (50% Dimmed Circuit Watts) | Single Stage Dimming | 4100300034050 | 32
30 | Advanced LEDs Ltd | LED Street Lights | LED Modules | 30-1-9-CXL2-K3A-100-R10 (69% Dimmed Circuit Watts) | Single Stage Dimming | 4100300034069 | 32
30 | Advanced LEDs Ltd | LED Street Lights |  | 30-1-9-CXL2-K3A-100-R10 | Non Dimmed | 4100300034100 | 32
30 | Sugg Lighting Ltd | LED Street Lights | LED Panel | 30W Panel (50% Dimmed Circuit Watts) | Single Stage Dimming | 4100300035050 | 38
30 | Sugg Lighting Ltd | LED Street Lights | LED Panel | 30W Panel (74% Dimmed Circuit Watts) | Single Stage Dimming | 4100300035074 | 38
30 | Sugg Lighting Ltd | LED Street Lights | LED Panel | 30W Panel | Non Dimmed | 4100300035100 | 38
30 | Candela Light | LED Street Lights |  | Candela Light-Led Eng 1424 LED (27% Dimmed Circuit Watts) | Single Stage Dimming | 4100300036027 | 29
30 | Candela Light | LED Street Lights |  | Candela Light-Led Eng 1424 LED (52% Dimmed Circuit Watts) | Single Stage Dimming | 4100300036052 | 29
30 | Candela Light | LED Street Lights |  | Candela Light-Led Eng 1424 LED (76% Dimmed Circuit Watts) | Single Stage Dimming | 4100300036076 | 29
30 | Candela Light | LED Street Lights |  | Candela Light-Led Eng 1424 LED | Non Dimmed | 4100300036100 | 29
30 | INDO Lighting LTD | LED Street Lights |  | RDC4.0030 (55% Dimmed Circuit Watts) | Single Stage Dimming | 4100300040055 | 29
30 | INDO Lighting LTD | LED Street Lights |  | RDC4.0030 (66% Dimmed Circuit Watts) | Single Stage Dimming | 4100300040066 | 29
30 | INDO Lighting LTD | LED Street Lights |  | RDC4.0030 (79% Dimmed Circuit Watts) | Single Stage Dimming | 4100300040079 | 29
30 | INDO Lighting LTD | LED Street Lights |  | RDC4.0030 (90% Dimmed Circuit Watts) | Single Stage Dimming | 4100300040090 | 29
30 | INDO Lighting LTD | LED Street Lights |  | RDC4.0030 | Non Dimmed | 4100300040100 | 29
30 | Vision Illumination | LED Street Lights |  | ZD316 – LPX18-30W | Non Dimmed | 4100300041100 | 31
30 | GE Hungary Kft | LED Street Lights |  | SLBT/1/F/B/30/40/D/ST/C1/N/S60/R7035 | Non Dimmed | 4100300042100 | 29
30 | GE Hungary Kft | LED Street Lights |  | SLBT/1/F/B/30/40/D/ST/C2/N/S60/R7035 (52% Dimmed Circuit Watts) | Single Stage Dimming | 4100300043052 | 29
30 | GE Hungary Kft | LED Street Lights |  | SLBT/1/F/B/30/40/D/ST/C2/N/S60/R7035 (69% Dimmed Circuit Watts) | Single Stage Dimming | 4100300043069 | 29
30 | GE Hungary Kft | LED Street Lights |  | SLBT/1/F/B/30/40/D/ST/C2/N/S60/R7035 (72% Dimmed Circuit Watts) | Single Stage Dimming | 4100300043072 | 29
30 | GE Hungary Kft | LED Street Lights |  | SLBT/1/F/B/30/40/D/ST/C2/N/S60/R7035 (76% Dimmed Circuit Watts) | Single Stage Dimming | 4100300043076 | 29
30 | GE Hungary Kft | LED Street Lights |  | SLBT/1/F/B/30/40/D/ST/C2/N/S60/R7035 | Non Dimmed | 4100300043100 | 29
30 | Holophane Europe ltd | LED Street Lights |  | FTS 20 LED Street Lighting Luminaire (525mA) CLO (70%) (53% Dimmed Circuit Watts - 50% Dimmed Drive Current) | Single Stage Dimming | 4100300044053 | 30
30 | Holophane Europe ltd | LED Street Lights |  | FTS 20 LED Street Lighting Luminaire (525mA) CLO (70%) (63% Dimmed Circuit Watts - 60% Dimmed Drive Current) | Single Stage Dimming | 4100300044063 | 30
30 | Holophane Europe ltd | LED Street Lights |  | FTS 20 LED Street Lighting Luminaire (525mA) CLO (70%) (73% Dimmed Circuit Watts - 70% Dimmed Drive Current) | Single Stage Dimming | 4100300044073 | 30
30 | Holophane Europe ltd | LED Street Lights |  | FTS 20 LED Street Lighting Luminaire (525mA) CLO (70%) | Non Dimmed | 4100300044100 | 30
30 | GE Hungary Kft | LED Street Lights |  | SLBT/1/F/B/30/40/D/ST/C1P/N/S60/R7035 | Non Dimmed | 4100300045100 | 29
30 | LED Eco Lights Ltd | LED Street Lights |  | E27G36302 | Non Dimmed | 4100300046100 | 29
30 | OrangeTek | LED Street Lights |  | TERRALED MINI 30 (47% Dimmed Circuit Watts) | Single Stage Dimming | 4100300047047 | 30
30 | OrangeTek | LED Street Lights |  | TERRALED MINI 30 (80% Dimmed Circuit Watts) | Single Stage Dimming | 4100300047080 | 30
30 | OrangeTek | LED Street Lights |  | TERRALED MINI 30 | Non Dimmed | 4100300047100 | 30
30 | NVC Lighting | LED Street Lights |  | NBF30/LED/740, NRY30/LED/740, NBD30/LED/740, NRO30/LED/740, NDO30/LED/740, NPU30/LED/740 | Non Dimmed | 4100300048100 | 31
30 | Urbis Schréder | LED Street Lights |  | 16 LED LF2 600mA Module DD1 CLO (53% Dimmed Circuit Watts) | Single Stage Dimming | 4100300049053 | 30
30 | Urbis Schréder | LED Street Lights |  | 16 LED LF2 600mA Module DD1 CLO (77% Dimmed Circuit Watts ) | Single Stage Dimming | 4100300049077 | 30
30 | Urbis Schréder | LED Street Lights |  | 16 LED LF2 600mA Module DD1 CLO | Non Dimmed | 4100300049100 | 30
30 | OrangeTek | LED Street Lights |  | Voyager 18 PP 500mA | Non Dimmed | 4100300050100 | 30
30 | GE Hungary Kft | LED Street Lights |  | OKAP/2/30 | Non Dimmed | 4100300051100 | 28
30 | GE Hungary Kft | LED Street Lights |  | SLBT/2/30 (52% Dimmed Circuit Watts) | Single Stage Dimming | 4100300052052 | 29
30 | GE Hungary Kft | LED Street Lights |  | SLBT/2/30 (76% Dimmed Circuit Watts) | Single Stage Dimming | 4100300052076 | 29
30 | GE Hungary Kft | LED Street Lights |  | SLBT/2/30 | Non Dimmed | 4100300052100 | 29
30 | Lite-On Technology Corporation | LED Street Lights |  | PA1-40H-350_BOL CLO (63%) | Non Dimmed | 4100300053100 | 30
30 | Zeta Group | LED Street Lights |  | Nano Street Light 30W | Non Dimmed | 4100300054100 | 28
30 | Graphene Lighting | LED Street Lights |  | STQA1-30 (55% Dimmed Circuit Watts) | Single Stage Dimming | 4100300055055 | 31
30 | Graphene Lighting | LED Street Lights |  | STQA1-30 (77% Dimmed Circuit Watts) | Single Stage Dimming | 4100300055077 | 31
30 | Graphene Lighting | LED Street Lights |  | STQA1-30 | Non Dimmed | 4100300055100 | 31
30 | INDO Lighting Ltd | LED Street Lights |  | 30W Gen3 Direct Drive LED | Non Dimmed | 4100300056100 | 29
30 | TRT Lighting | LED Street Lights |  | Aspect Eco 2 30W | Non Dimmed | 4100300057100 | 27
30 | Thorn Lighting | LED Street Lights |  | Thorn LED Module 30W | Non Dimmed | 4100300998100 | 30
30 | Philips WRTL | LED Street Lights |  | Mini Luma M1A Cool White 4.8KLm, Luma 1A Cool White 4.4KLm, Cool White 4.8KLm Constant Flux | Non Dimmed | 4100300999100 | 30
30 | Advanced LEDS Ltd | LED Street Lights | MLSD-Approved | Clipper 30WEH | Non Dimmed | 4100306000100 | 31
30 | Philips Lighting | LED Street Lights | MLSD-Approved | BPP 407/2 UrbanLine LED 2 Luminaire | Non Dimmed | 4100306002100 | 31
30 | CU Phosco Lighting | LED Street Lights | MLSD-Approved | P851-12 B 200mA 30W CLO | Non Dimmed | 4100306017100 | 30
30 | CU Phosco Lighting | LED Street Lights | MLSD-Approved | P852 A 750mA TRIDONIC 30W | Non Dimmed | 4100306023100 | 30
30 | CU Phosco Lighting | LED Street Lights | MLSD-Approved | P852 A 800mA TRIDONIC 30W CLO | Non Dimmed | 4100306024100 | 30
30 | Philips WRTL | LED Street Lights | MLSD-Approved | Mini Luma M1A Cool White 4.8KLm, Luma 1A Cool White 4.4KLm, Cool White 4.8KLm Constant Flux | Non Dimmed | 4100306999100 | 30
31 | Philips Lighting | LED Street Lights |  | BGS451 24 No Warm White LED Road Lighting Luminaire | Non Dimmed | 4100310000100 | 29
31 | CU Phosco Lighting | LED Street Lights |  | P851-12 B 200mA 31W | Non Dimmed | 4100310001100 | 31
31 | CU Phosco Lighting | LED Street Lights |  | P851-8 B 300mA 31W CLO | Non Dimmed | 4100310002100 | 31
31 | Low Carbon Lighting Limited | LED Street Lights |  | LuxOn 31W (52% dimmed) | Single Stage Dimming | 4100310003052 | 31
31 | Low Carbon Lighting Limited | LED Street Lights |  | LuxOn 31W (74% dimmed) | Single Stage Dimming | 4100310003074 | 31
31 | Low Carbon Lighting Limited | LED Street Lights |  | LuxOn 31W | Non Dimmed | 4100310003100 | 31
31 | CU Phosco Lighting | LED Street Lights |  | P851-6 B 400mA 31W | Non Dimmed | 4100310004100 | 31
31 | GE Hungary Kft | LED Street Lights |  | OK L/1/F/C/31/40/D/ST/C1/N/P60 (57% Dimmed Circuit Watts) | Single Stage Dimming | 4100310005057 | 30
31 | GE Hungary Kft | LED Street Lights |  | OK L/1/F/C/31/40/D/ST/C1/N/P60 | Non Dimmed | 4100310005100 | 30
31 | GE Hungary Kft | LED Street Lights |  | OD L/1/F/C/31/40/D/ST/C1/N/P60/R7035 (57% Dimmed Circuit Watts) | Single Stage Dimming | 4100310006057 | 30
31 | GE Hungary Kft | LED Street Lights |  | OD L/1/F/C/31/40/D/ST/C1/N/P60/R7035 | Non Dimmed | 4100310006100 | 30
31 | GE Hungary Kft | LED Street Lights |  | OD L/1/F/C/31/40/A/SP/C1/N/P60/R7035 (58% Dimmed Circuit Watts) | Single Stage Dimming | 4100310007058 | 31
31 | GE Hungary Kft | LED Street Lights |  | OD L/1/F/C/31/40/A/SP/C1/N/P60/R7035 | Non Dimmed | 4100310007100 | 31
31 | GE Hungary Kft | LED Street Lights |  | OD L/2/F/C/31/40/D/ST/C1/N/P60/R7035 (57% Dimmed Circuit Watts) | Single Stage Dimming | 4100310008057 | 30
31 | GE Hungary Kft | LED Street Lights |  | OD L/2/F/C/31/40/D/ST/C1/N/P60/R7035 | Non Dimmed | 4100310008100 | 30
31 | CU Phosco Lighting | LED Street Lights |  | P852-12-***-NW-*0750-31W-CLO-PHSB1 | Non Dimmed | 4100310009100 | 31
31 | CU Phosco Lighting | LED Street Lights |  | PXXX-9LED-740NW-250mA | Non Dimmed | 4100310010100 | 31
31 | GE Hungary Kft | LED Street Lights |  | NA/1/AWC/31/40/D/ST/C1/N/1/60/R9007 | Non Dimmed | 4100310011100 | 30
31 | CU Phosco Lighting | LED Street Lights |  | P852-12-***-NW-*700-PHSB1 | Non Dimmed | 4100310012100 | 31
31 | GE Hungary Kft | LED Street Lights |  | NA/1/SWC/31/40/A/ST/C1/N/1/60/R9007 | Non Dimmed | 4100310013100 | 31
31 | Holophane Europe ltd | LED Street Lights |  | VMX.V2 (D334) 32 LED Street Lighting Luminaire (350 mA) CLO (70%) (55% Dimmed Circuit Watts - 50% Dimmed Drive Current) | Single Stage Dimming | 4100310014055 | 31
31 | Holophane Europe ltd | LED Street Lights |  | VMX.V2 (D334) 32 LED Street Lighting Luminaire (350 mA) CLO (70%) (65% Dimmed Circuit Watts - 60% Dimmed Drive Current) | Single Stage Dimming | 4100310014065 | 31
31 | Holophane Europe ltd | LED Street Lights |  | VMX.V2 (D334) 32 LED Street Lighting Luminaire (350 mA) CLO (70%) (74% Dimmed Circuit Watts - 70% Dimmed Drive Current) | Single Stage Dimming | 4100310014074 | 31
31 | Holophane Europe ltd | LED Street Lights |  | VMX.V2 (D334) 32 LED Street Lighting Luminaire (350 mA) CLO (70%) | Non Dimmed | 4100310014100 | 31
31 | Lite-On Technology Corporation | LED Street Lights |  | PA1-20H-700_BOL CLO (63%) | Non Dimmed | 4100310015100 | 31
31 | Lite-On Technology Corporation | LED Street Lights |  | PA2-60H-350_BOL CLO (45%) | Non Dimmed | 4100310016100 | 31
31 | Lite-On Technology Corporation | LED Street Lights |  | PA2-100H-350_BOL CLO (27%) | Non Dimmed | 4100310017100 | 31
31 | Low Carbon Lighting Limited | LED Street Lights |  | LuxOn 31W HPF | Non Dimmed | 4100310018100 | 31
31 | Philips Lighting | LED Street Lights | BGP381 | Iridium Gen 3 Mini GRN45 CLO 740 | Non Dimmed | 4100310019100 | 31
31 | Thorn Lighting | LED Street Lights |  | Thorn LED Module 31W | Non Dimmed | 4100310998100 | 31
31 | Philips WRTL | LED Street Lights |  | Mini Luma M1A Cool White 5KLm, Neutral White 4.6KLm, Luma 1A Cool White 4.6KLm, Neutral White 4.6KLm Constant Flux | Non Dimmed | 4100310999100 | 31
31 | CU Phosco Lighting | LED Street Lights | MLSD-Approved | P851-8 B 300mA 31W CLO | Non Dimmed | 4100316000100 | 31
31 | CU Phosco Lighting | LED Street Lights | MLSD-Approved | P851-12 B 200mA 31W | Non Dimmed | 4100316001100 | 31
31 | Low Carbon Lighting Limited | LED Street Lights | MLSD - Approved | LuxOn 31W | Non Dimmed | 4100316003100 | 31
31 | Philips WRTL | LED Street Lights | MLSD-Approved | Mini Luma M1A Cool White 5KLm, Neutral White 4.6KLm, Luma 1A Cool White 4.6KLm, Neutral White 4.6KLm Constant Flux | Non Dimmed | 4100316999100 | 31
32 | Philips Lighting | LED Street Lights |  | LEDGine 24 LED Green Line | Non Dimmed | 4100320000100 | 32
32 | Indal WRTL Exterior Lighting Ltd | LED Street Lights |  | Stela Long 28 LED 32W Cree XPG 350mA Cool White 1-10V Dimmable Road Lighting Lumminaire (Dimmed 73% Circuit Watts) | Single Stage Dimming | 4100320001073 | 33
32 | Indal WRTL Exterior Lighting Ltd | LED Street Lights |  | Stela Long 28 LED 32W Cree XPG 350mA Cool White 1-10V Dimmable Road Lighting Lumminaire | Non Dimmed | 4100320001100 | 33
32 | Philips Lighting | LED Street Lights |  | LEDGine 2.2 Jan 2013 Grn39 740 Neutral White, Grn42 657 Cool White | Non Dimmed | 4100320002100 | 32
32 | CU Phosco Lighting | LED Street Lights |  | P567A LED 8 300mA 32W V2 | Non Dimmed | 4100320003100 | 32
32 | Ekobase | LED Street Lights |  | Setga Square 24 | Non Dimmed | 4100320004100 | 34
32 | CU Phosco Lighting | LED Street Lights |  | P567A LED 4 600mA 32W V2 | Non Dimmed | 4100320005100 | 32
32 | CU Phosco Lighting | LED Street Lights |  | P567A LED 4 650mA 32W V2 CLO | Non Dimmed | 4100320006100 | 32
32 | CU Phosco Lighting | LED Street Lights |  | P851-8 B 300mA 32W | Non Dimmed | 4100320007100 | 32
32 | CU Phosco Lighting | LED Street Lights |  | P851-4 B 600mA 32W | Non Dimmed | 4100320008100 | 32
32 | GE Hungary Kft | LED Street Lights |  | Odyssey LED FG/CX/32/57/A/STD/C1/NC/PT60 (59% dimmed circuit watts) | Single Stage Dimming | 4100320009059 | 32
32 | GE Hungary Kft | LED Street Lights |  | Odyssey LED FG/CX/32/57/A/STD/C1/NC/PT60 | Non Dimmed | 4100320009100 | 32
32 | CU Phosco Lighting | LED Street Lights |  | P567A LED 6 400mA 32W V2 | Non Dimmed | 4100320010100 | 32
32 | OrangeTek | LED Street Lights |  | ARIALED 30 350mA (50% dimmed circuit watts) | Single Stage Dimming | 4100320011050 | 32
32 | OrangeTek | LED Street Lights |  | ARIALED 30 350mA (72% dimmed circuit watts) | Single Stage Dimming | 4100320011072 | 32
32 | OrangeTek | LED Street Lights |  | ARIALED 30 350mA | Non Dimmed | 4100320011100 | 32
32 | CU Phosco Lighting | LED Street Lights |  | P852 A 800mA TRIDONIC 32W | Non Dimmed | 4100320012100 | 32
32 | CU Phosco Lighting | LED Street Lights |  | P852 A 850mA TRIDONIC 32W CLO | Non Dimmed | 4100320013100 | 32
32 | Philips Lighting | LED Street Lights | Clearway | Clearway BGP302 LED35S 740 CLO (50% dimmed circuit watts) | Single Stage Dimming | 4100320014050 | 32
32 | Philips Lighting | LED Street Lights | Clearway | Clearway BGP302 LED35S 740 CLO | Non Dimmed | 4100320014100 | 32
32 | TRT Lighting | LED Street Lights |  | Aspect 2 32W CLO | Non Dimmed | 4100320015100 | 32
32 | Thorn Lighting | LED Street Lights |  | Amenity 18LEDs, 18 LED's @500mA, Plurio 18L50, Avenue F2 18L50, Avenue D2 18L50 (75% Dimmed Circuit Watts) | Single Stage Dimming | 4100320016075 | 32
32 | Thorn Lighting | LED Street Lights |  | Amenity 18LEDs, 18 LED's @500mA Plurio 18L50, Avenue F2 18L50, Avenue D2 18L50 | Non Dimmed | 4100320016100 | 32
32 | James M Anderson Ltd | LED Street Lights | Retrofit LED gear tray | Skye Mull Arran Replacement Gear Tray for 55w SOX | Non Dimmed | 4100320017100 | 32
32 | Holophane Europe ltd | LED Street Lights |  | VMX.V1 16 LED Street Lighting Luminaire (700 mA) CLO (70%) (53% Dimmed Circuit Watts - 50% Dimmed Drive Current) | Single Stage Dimming | 4100320018053 | 32
32 | Holophane Europe ltd | LED Street Lights |  | VMX.V1 16 LED Street Lighting Luminaire (700 mA) CLO (70%) (63% Dimmed Circuit Watts - 60% Dimmed Drive Current) | Single Stage Dimming | 4100320018063 | 32
32 | Holophane Europe ltd | LED Street Lights |  | VMX.V1 16 LED Street Lighting Luminaire (700 mA) CLO (70%) (72% Dimmed Circuit Watts - 70% Dimmed Drive Current) | Single Stage Dimming | 4100320018072 | 32
32 | Holophane Europe ltd | LED Street Lights |  | VMX.V1 16 LED Street Lighting Luminaire (700 mA) CLO (70%) | Non Dimmed | 4100320018100 | 32
32 | Holophane Europe ltd | LED Street Lights |  | VMX.V2 32 LED Street Lighting Luminaire (350 mA) CLO (70%) (56% Dimmed Circuit Watts - 50% Dimmed Drive Current) | Single Stage Dimming | 4100320019056 | 32
32 | Holophane Europe ltd | LED Street Lights |  | VMX.V2 32 LED Street Lighting Luminaire (350 mA) CLO (70%) (66% Dimmed Circuit Watts - 60% Dimmed Drive Current) | Single Stage Dimming | 4100320019066 | 32
32 | Holophane Europe ltd | LED Street Lights |  | VMX.V2 32 LED Street Lighting Luminaire (350 mA) CLO (70%) (75% Dimmed Circuit Watts - 70% Dimmed Drive Current) | Single Stage Dimming | 4100320019075 | 32
32 | Holophane Europe ltd | LED Street Lights |  | VMX.V2 32 LED Street Lighting Luminaire (350 mA) CLO (70%) | Non Dimmed | 4100320019100 | 32
32 | CU Phosco Lighting | LED Street Lights |  | P851-12-*-***-NW-*0200-CLO-PHSB3 | Non Dimmed | 4100320020100 | 32
32 | GE Hungary Kft | LED Street Lights |  | NA/1/AWC/32/40/D/ST/C2/N/1/60/R9007 | Non Dimmed | 4100320021100 | 30
32 | Holophane Europe ltd | LED Street Lights |  | FTS 20 LED Street Lighting Luminaire (525mA) CLO (80%) (53% Dimmed Circuit Watts - 50% Dimmed Drive Current) | Single Stage Dimming | 4100320022053 | 32
32 | Holophane Europe ltd | LED Street Lights |  | FTS 20 LED Street Lighting Luminaire (525mA) CLO (80%) (63% Dimmed Circuit Watts - 60% Dimmed Drive Current) | Single Stage Dimming | 4100320022063 | 32
32 | Holophane Europe ltd | LED Street Lights |  | FTS 20 LED Street Lighting Luminaire (525mA) CLO (80%) (72% Dimmed Circuit Watts - 70% Dimmed Drive Current) | Single Stage Dimming | 4100320022072 | 32
32 | Holophane Europe ltd | LED Street Lights |  | FTS 20 LED Street Lighting Luminaire (525mA) CLO (80%) | Non Dimmed | 4100320022100 | 32
32 | GE Hungary Kft | LED Street Lights |  | ALIx | Non Dimmed | 4100320023100 | 30
32 | Holophane Europe ltd | LED Street Lights |  | VMX.V1 (D334) 16 LED Street Lighting Luminaire (700 mA) CLO (70%) (53% Dimmed Circuit Watts - 50% Dimmed Drive Current) | Single Stage Dimming | 4100320025053 | 32
32 | Holophane Europe ltd | LED Street Lights |  | VMX.V1 (D334) 16 LED Street Lighting Luminaire (700 mA) CLO (70%) (63% Dimmed Circuit Watts - 60% Dimmed Drive Current) | Single Stage Dimming | 4100320025063 | 32
32 | Holophane Europe ltd | LED Street Lights |  | VMX.V1 (D334) 16 LED Street Lighting Luminaire (700 mA) CLO (70%) (72% Dimmed Circuit Watts - 70% Dimmed Drive Current) | Single Stage Dimming | 4100320025072 | 32
32 | Holophane Europe ltd | LED Street Lights |  | VMX.V1 (D334) 16 LED Street Lighting Luminaire (700 mA) CLO (70%) | Non Dimmed | 4100320025100 | 32
32 | CREE Lighting | LED Street Lights |  | XSPR series, B - Driver, DY3 (50% Dimmed Circuit Watts) | Single Stage Dimming | 4100320026050 | 32
32 | CREE Lighting | LED Street Lights |  | XSPR series, B - Driver, DY3 | Non Dimmed | 4100320026100 | 32
32 | CREE Lighting | LED Street Lights |  | XSPR series, B - Driver, DY8 (69% Dimmed Circuit Watts) | Single Stage Dimming | 4100320027069 | 32
32 | CREE Lighting | LED Street Lights |  | XSPR series, B - Driver, DY8 | Non Dimmed | 4100320027100 | 32
32 | Holophane Europe ltd | LED Street Lights |  | VMX.V1 16 LED Street Lighting Luminaire (600 mA) (53% Dimmed Circuit Watts - 50% Dimmed Drive Current) | Single Stage Dimming | 4100320028053 | 32
32 | Holophane Europe ltd | LED Street Lights |  | VMX.V1 16 LED Street Lighting Luminaire (600 mA) (75% Dimmed Circuit Watts - 75% Dimmed Drive Current) | Single Stage Dimming | 4100320028075 | 32
32 | Holophane Europe ltd | LED Street Lights |  | VMX.V1 16 LED Street Lighting Luminaire (600 mA) | Non Dimmed | 4100320028100 | 32
32 | Urbis Schréder | LED Street Lights |  | 16 LED 600mA DDP1 (53% Dimmed Circuit Watts) | Single Stage Dimming | 4100320029053 | 32
32 | Urbis Schréder | LED Street Lights |  | 16 LED 600mA DDP1 (75% Dimmed Circuit Watts) | Single Stage Dimming | 4100320029075 | 32
32 | Urbis Schréder | LED Street Lights |  | 16 LED 600mA DDP1 | Non Dimmed | 4100320029100 | 32
32 | Lite-On Technology Corporation | LED Street Lights |  | PA1-40H-530_BOL CLO (45%) | Non Dimmed | 4100320030100 | 32
32 | GE Hungary Kft | LED Street Lights |  | ALIx/2/F/AW/32/4/D/ST/1/N/C | Non Dimmed | 4100320031100 | 30
32 | Thorn Lighting | LED Street Lights |  | Thorn LED Module 32W | Non Dimmed | 4100320998100 | 32
32 | Philips WRTL | LED Street Lights |  | Mini Luma M1A Cool White 5.2KLm, Neutral White 4.8KLm, Luma 1A Neutral White 4.8KLm Constant Flux | Non Dimmed | 4100320999100 | 32
32 | CU Phosco Lighting | LED Street Lights | MLSD-Approved | P852 A 800mA TRIDONIC 32W | Non Dimmed | 4100326012100 | 32
32 | CU Phosco Lighting | LED Street Lights | MLSD-Approved | P852 A 850mA TRIDONIC 32W CLO | Non Dimmed | 4100326013100 | 32
33 | Urbis Schréder | LED Street Lights |  | 26 LED Module | Non Dimmed | 4100330000100 | 33
33 | Low Energy Designs Ltd | LED Street Lights |  | Phoenix 3 | Non Dimmed | 4100330005100 | 33
33 | THORN-Europhane | LED Street Lights |  | Indra33 | Non Dimmed | 4100330006100 | 33
33 | iGuzzini Illuminazione (UK) Ltd | LED Street Lights | 24 LED ST1 G4 Optic, 24 LED ST0.8C G6 Optic | WOW small Profile 2 - 450mA (51% dimmed circuit watts) | Single Stage Dimming | 4100330007051 | 39
33 | iGuzzini Illuminazione (UK) Ltd | LED Street Lights | 24 LED ST1 G4 Optic, 24 LED ST0.8C G6 Optic | WOW small Profile 2 - 450mA (72% dimmed circuit watts) | Single Stage Dimming | 4100330007072 | 39
33 | iGuzzini Illuminazione (UK) Ltd | LED Street Lights | 24 LED ST1 G4 Optic, 24 LED ST0.8C G6 Optic | WOW small Profile 2 - 450mA | Non Dimmed | 4100330007100 | 39
33 | CU Phosco Lighting | LED Street Lights |  | P851-6 B 450mA 33W CLO | Non Dimmed | 4100330008100 | 33
33 | CU Phosco Lighting | LED Street Lights |  | P851-4 B 650mA 33W CLO | Non Dimmed | 4100330009100 | 33
33 | Kingfisher Lighting/AEC Illuminazione | LED Street Lights |  | PIT1xyz4502e_bbv.c****** (525mA) (34% Dimmed Circuit Watts) | Single Stage Dimming | 4100330010034 | 32
33 | Kingfisher Lighting/AEC Illuminazione | LED Street Lights |  | PIT1xyz4502e_bbv.c****** (525mA) (56% Dimmed Circuit Watts) | Single Stage Dimming | 4100330010056 | 32
33 | Kingfisher Lighting/AEC Illuminazione | LED Street Lights |  | PIT1xyz4502e_bbv.c****** (525mA) (78% Dimmed Circuit Watts) | Single Stage Dimming | 4100330010078 | 32
33 | Kingfisher Lighting/AEC Illuminazione | LED Street Lights |  | PIT1xyz4502e_bbv.c****** (525mA) | Non Dimmed | 4100330010100 | 32
33 | CU Phosco Lighting | LED Street Lights |  | PXXX-9LED-740NW-300mA CLO | Non Dimmed | 4100330011100 | 35
33 | CU Phosco Lighting | LED Street Lights |  | P852-12-***-NW-*0800-33W-CLO-PHSB1 | Non Dimmed | 4100330012100 | 33
33 | Holophane Europe ltd | LED Street Lights |  | VMX.V1 16 LED Street Lighting Luminaire (700 mA) CLO (80%) (55% Dimmed Circuit Watts - 50% Dimmed Drive Current) | Single Stage Dimming | 4100330013055 | 33
33 | Holophane Europe ltd | LED Street Lights |  | VMX.V1 16 LED Street Lighting Luminaire (700 mA) CLO (80%) (64% Dimmed Circuit Watts - 60% Dimmed Drive Current) | Single Stage Dimming | 4100330013064 | 33
33 | Holophane Europe ltd | LED Street Lights |  | VMX.V1 16 LED Street Lighting Luminaire (700 mA) CLO (80%) (73% Dimmed Circuit Watts - 70% Dimmed Drive Current) | Single Stage Dimming | 4100330013073 | 33
33 | Holophane Europe ltd | LED Street Lights |  | VMX.V1 16 LED Street Lighting Luminaire (700 mA) CLO (80%) | Non Dimmed | 4100330013100 | 33
33 | CU Phosco Lighting | LED Street Lights |  | P851-12-*-***-NW-*0200-PHSB3 | Non Dimmed | 4100330014100 | 33
33 | Holophane Europe ltd | LED Street Lights |  | FTS 20 LED Street Lighting Luminaire (525mA) CLO (90%) (55% Dimmed Circuit Watts - 50% Dimmed Drive Current) | Single Stage Dimming | 4100330015055 | 33
33 | Holophane Europe ltd | LED Street Lights |  | FTS 20 LED Street Lighting Luminaire (525mA) CLO (90%) (64% Dimmed Circuit Watts - 60% Dimmed Drive Current) | Single Stage Dimming | 4100330015064 | 33
33 | Holophane Europe ltd | LED Street Lights |  | FTS 20 LED Street Lighting Luminaire (525mA) CLO (90%) (73% Dimmed Circuit Watts - 70% Dimmed Drive Current) | Single Stage Dimming | 4100330015073 | 33
33 | Holophane Europe ltd | LED Street Lights |  | FTS 20 LED Street Lighting Luminaire (525mA) CLO (90%) | Non Dimmed | 4100330015100 | 33
33 | EYE Lighting | LED Street Lights |  | LEDioc Lamp B33 | Non Dimmed | 4100330016100 | 26
33 | CU Phosco Lighting | LED Street Lights |  | P852-12-***-NW-*750-PHSB1 | Non Dimmed | 4100330017100 | 33
33 | ASD Lighting | LED Street Lights |  | HIGHWAY DIAMOND 28 LED 350mA 50% O/P (55% Dimmed Circuit Watts) | Single Stage Dimming | 4100330018055 | 33
33 | ASD Lighting | LED Street Lights |  | HIGHWAY DIAMOND 28 LED 350mA | Non Dimmed | 4100330018100 | 33
33 | Holophane Europe ltd | LED Street Lights |  | DEW.L034 | Non Dimmed | 4100330019100 | 33
33 | Holophane Europe ltd | LED Street Lights |  | VMX.V2 (D334) 32 LED Street Lighting Luminaire (350 mA) CLO (80%) (55% Dimmed Circuit Watts - 50% Dimmed Drive Current) | Single Stage Dimming | 4100330020055 | 33
33 | Holophane Europe ltd | LED Street Lights |  | VMX.V2 (D334) 32 LED Street Lighting Luminaire (350 mA) CLO (80%) (64% Dimmed Circuit Watts - 60% Dimmed Drive Current) | Single Stage Dimming | 4100330020064 | 33
33 | Holophane Europe ltd | LED Street Lights |  | VMX.V2 (D334) 32 LED Street Lighting Luminaire (350 mA) CLO (80%) (73% Dimmed Circuit Watts - 70% Dimmed Drive Current) | Single Stage Dimming | 4100330020073 | 33
33 | Holophane Europe ltd | LED Street Lights |  | VMX.V2 (D334) 32 LED Street Lighting Luminaire (350 mA) CLO (80%) | Non Dimmed | 4100330020100 | 33
33 | Lite-On Technology Corporation | LED Street Lights |  | PA1-20H-530_BOL CLO (90%) | Non Dimmed | 4100330021100 | 33
33 | Lite-On Technology Corporation | LED Street Lights |  | PA1-40H-350_BOL CLO (67.5%) | Non Dimmed | 4100330022100 | 33
33 | OrangeTek | LED Street Lights |  | BOLEYN 30 350ma DT 100% | Non Dimmed | 4100330023100 | 33
33 | Thorn Lighting | LED Street Lights |  | Thorn LED Module 33W | Non Dimmed | 4100330998100 | 33
33 | Philips WRTL | LED Street Lights |  | Luma 1A Cool White 5KLm, Neutral White 5KLm 48 LED Constant Flux | Non Dimmed | 4100330999100 | 33
34 | Indal WRTL Exterior Lighting Ltd | LED Street Lights | White High Power LED System | Stela Long/Wide 28 LED 34W Cree XPG 350mA, Cool White Road Lighting Luminaire | Non Dimmed | 4100340000100 | 32
34 | CU Phosco Lighting | LED Street Lights |  | P567A LED 4 650mA 34W V2 | Non Dimmed | 4100340001100 | 34
34 | CU Phosco Lighting | LED Street Lights |  | P567A LED 4 700mA 34W V2 CLO | Non Dimmed | 4100340002100 | 34
34 | CU Phosco Lighting | LED Street Lights |  | P851-4 B 650mA 34W | Non Dimmed | 4100340003100 | 34
34 | MHA Lighting Ltd | LED Street Lights |  | SL24 | Non Dimmed | 4100340004100 | 34
34 | CU Phosco Lighting | LED Street Lights |  | P567A LED 6 450mA 34W V2 CLO | Non Dimmed | 4100340005100 | 34
34 | CU Phosco Lighting | LED Street Lights |  | P852 A 850mA TRIDONIC 34W | Non Dimmed | 4100340006100 | 34
34 | Harvard Engineering | LED Street Lights |  | CLP-350-88V-240-WM | Non Dimmed | 4100340007100 | 34
34 | Urbis Schréder | LED Street Lights |  | 32LED LF350mA Module V4 CLO (56% dimmed circuit watts) | Single Stage Dimming | 4100340008056 | 34
34 | Urbis Schréder | LED Street Lights |  | 32 LED LF 350mA Module V4 CLO (76% Dimmed Circuit Watts) | Single Stage Dimming | 4100340008076 | 34
34 | Urbis Schréder | LED Street Lights |  | 32LED LF350mA Module V4 CLO | Non Dimmed | 4100340008100 | 34
34 | OrangeTek | LED Street Lights |  | ARIALED30 T (50% Dimmed Circuit Watts) | Single Stage Dimming | 4100340009050 | 34
34 | OrangeTek | LED Street Lights |  | ARIALED30 T (68% Dimmed Circuit Watts) | Single Stage Dimming | 4100340009068 | 34
34 | OrangeTek | LED Street Lights |  | ARIALED30 T | Non Dimmed | 4100340009100 | 34
34 | Holophane Europe ltd | LED Street Lights |  | VMX.V2 32 LED Street Lighting Luminaire (350 mA) CLO (80%) (56% Dimmed Circuit Watts - 50% Dimmed Drive Current) | Single Stage Dimming | 4100340010056 | 34
34 | Holophane Europe ltd | LED Street Lights |  | VMX.V2 32 LED Street Lighting Luminaire (350 mA) CLO (80%) (65% Dimmed Circuit Watts - 60% Dimmed Drive Current) | Single Stage Dimming | 4100340010065 | 34
34 | Holophane Europe ltd | LED Street Lights |  | VMX.V2 32 LED Street Lighting Luminaire (350 mA) CLO (80%) (74% Dimmed Circuit Watts - 70% Dimmed Drive Current) | Single Stage Dimming | 4100340010074 | 34
34 | Holophane Europe ltd | LED Street Lights |  | VMX.V2 32 LED Street Lighting Luminaire (350 mA) CLO (80%) | Non Dimmed | 4100340010100 | 34
34 | CU Phosco Lighting | LED Street Lights |  | P852 A 900mA TRIDONIC 34W CLO | Non Dimmed | 4100340017100 | 34
34 | INDO Lighting Ltd | LED Street Lights |  | 34W RD12 Lantern - RD12.0034 CLO | Non Dimmed | 4100340018100 | 39
34 | Urbis Schréder | LED Street Lights |  | 32 LED 350mA LF Module V5 CLO (53% dimmed circuit watts) | Single Stage Dimming | 4100340019053 | 34
34 | Urbis Schréder | LED Street Lights |  | 32 LED 350mA LF Module V5 CLO (76% dimmed circuit watts) | Single Stage Dimming | 4100340019076 | 34
34 | Urbis Schréder | LED Street Lights |  | 32 LED 350mA LF Module V5 CLO | Non Dimmed | 4100340019100 | 34
34 | Holophane Europe ltd | LED Street Lights |  | VMX.V1 16 LED Street Lighting Luminaire (700 mA) CLO (85%) | Non Dimmed | 4100340020100 | 34
34 | CU Phosco Lighting | LED Street Lights |  | P456-06-LED-*-450mA-CLO | Non Dimmed | 4100340021100 | 34
34 | ASD Lighting | LED Street Lights |  | HIGHWAY DIAMOND 20 LED 500mA (50% O/P) (53% Dimmed Circuit Watts) | Single Stage Dimming | 4100340022053 | 34
34 | ASD Lighting | LED Street Lights |  | HIGHWAY DIAMOND 20 LED 500mA | Non Dimmed | 4100340022100 | 34
34 | Urbis Schréder | LED Street Lights |  | 16 LED LF2 690mA Module DD1 CLO (53% Dimmed Circuit Watts) | Single Stage Dimming | 4100340024053 | 34
34 | Urbis Schréder | LED Street Lights |  | 16 LED LF2 690mA Module DD1 CLO (76% Dimmed Circuit Watts) | Single Stage Dimming | 4100340024076 | 34
34 | Urbis Schréder | LED Street Lights |  | 16 LED LF2 690mA Module DD1 CLO | Non Dimmed | 4100340024100 | 34
34 | Holophane Europe ltd | LED Street Lights |  | VMX.V1 (D334) 16 LED Street Lighting Luminaire (700 mA) CLO (80%) (53% Dimmed Circuit Watts - 50% Dimmed Drive Current) | Single Stage Dimming | 4100340025053 | 34
34 | Holophane Europe ltd | LED Street Lights |  | VMX.V1 (D334) 16 LED Street Lighting Luminaire (700 mA) CLO (80%) (62% Dimmed Circuit Watts - 60% Dimmed Drive Current) | Single Stage Dimming | 4100340025062 | 34
34 | Holophane Europe ltd | LED Street Lights |  | VMX.V1 (D334) 16 LED Street Lighting Luminaire (700 mA) CLO (80%) (71% Dimmed Circuit Watts - 70% Dimmed Drive Current) | Single Stage Dimming | 4100340025071 | 34
34 | Holophane Europe ltd | LED Street Lights |  | VMX.V1 (D334) 16 LED Street Lighting Luminaire (700 mA) CLO (80%) | Non Dimmed | 4100340025100 | 34
34 | GE Hungary Kft | LED Street Lights |  | SMBT/1/34 | Non Dimmed | 4100340026100 | 32
34 | Urbis Schréder | LED Street Lights |  | 16 LED 700mA V6 CLO (53% Dimmed Circuit Watts) | Single Stage Dimming | 4100340027053 | 34
34 | Urbis Schréder | LED Street Lights |  | 16 LED 700mA V6 CLO (76% Dimmed Circuit Watts) | Single Stage Dimming | 4100340027076 | 34
34 | Urbis Schréder | LED Street Lights |  | 16 LED 700mA V6 CLO | Non Dimmed | 4100340027100 | 34
34 | Urbis Schréder | LED Street Lights |  | 32 LED 350mA V6 CLO (56% Dimmed Circuit Watts) | Single Stage Dimming | 4100340028056 | 34
34 | Urbis Schréder | LED Street Lights |  | 32 LED 350mA V6 CLO (76% Dimmed Circuit Watts) | Single Stage Dimming | 4100340028076 | 34
34 | Urbis Schréder | LED Street Lights |  | 32 LED 350mA V6 CLO | Non Dimmed | 4100340028100 | 34
45 | Lite-On Technology Corporation | LED Street Lights |  | PA1-20H-530 (35% Dimmed Circuit Watts) | Single Stage Dimming | 4100340029035 | 34
45 | Lite-On Technology Corporation | LED Street Lights |  | PA1-20H-530 (41% Dimmed Circuit Watts) | Single Stage Dimming | 4100340029041 | 34
34 | Lite-On Technology Corporation | LED Street Lights |  | PA1-20H-530 (47% Dimmed Circuit Watts) | Single Stage Dimming | 4100340029047 | 34
34 | Lite-On Technology Corporation | LED Street Lights |  | PA1-20H-530 (50% Dimmed Circuit Watts) | Single Stage Dimming | 4100340029050 | 34
34 | Lite-On Technology Corporation | LED Street Lights |  | PA1-20H-530 (53% Dimmed Circuit Watts) | Single Stage Dimming | 4100340029053 | 34
34 | Lite-On Technology Corporation | LED Street Lights |  | PA1-20H-530 (62% Dimmed Circuit Watts) | Single Stage Dimming | 4100340029062 | 34
34 | Lite-On Technology Corporation | LED Street Lights |  | PA1-20H-530 (65% Dimmed Circuit Watts) | Single Stage Dimming | 4100340029065 | 34
34 | Lite-On Technology Corporation | LED Street Lights |  | PA1-20H-530 (68% Dimmed Circuit Watts) | Single Stage Dimming | 4100340029068 | 34
34 | Lite-On Technology Corporation | LED Street Lights |  | PA1-20H-530 (71% Dimmed Circuit Watts) | Single Stage Dimming | 4100340029071 | 34
34 | Lite-On Technology Corporation | LED Street Lights |  | PA1-20H-530 (74% Dimmed Circuit Watts) | Single Stage Dimming | 4100340029074 | 34
34 | Lite-On Technology Corporation | LED Street Lights |  | PA1-20H-530 (76% Dimmed Circuit Watts) | Single Stage Dimming | 4100340029076 | 34
34 | Lite-On Technology Corporation | LED Street Lights |  | PA1-20H-530 (79% Dimmed Circuit Watts) | Single Stage Dimming | 4100340029079 | 34
34 | Lite-On Technology Corporation | LED Street Lights |  | PA1-20H-530 (91% Dimmed Circuit Watts) | Single Stage Dimming | 4100340029091 | 34
34 | Lite-On Technology Corporation | LED Street Lights |  | PA1-20H-530 | Non Dimmed | 4100340029100 | 34
34 | Lite-On Technology Corporation | LED Street Lights |  | PA1-20H-700_BOL CLO (67.5%) | Non Dimmed | 4100340030100 | 34
34 | Lite-On Technology Corporation | LED Street Lights |  | PA1-40H-350_BOL CLO (72%) | Non Dimmed | 4100340031100 | 34
34 | FiveP SPA | LED Street Lights |  | KAI SMALL, FLAT LINK L, FLAT LINK S, LEVANTE MEDIUM, LEVANTE SMALL, YPSILON 16LED 4000/3000K 700mA | Non Dimmed | 4100340032100 | 38
34 | NVC Lighting | LED Street Lights |  | NBF34/OP2/740, NBF34/OP3/740, NBF34/OP4/740, NBF34/OP5/740 (24% Dimmed Circuit Watts) | Single Stage Dimming | 4100340033024 | 34
34 | NVC Lighting | LED Street Lights |  | NBF34/OP2/740, NBF34/OP3/740, NBF34/OP4/740, NBF34/OP5/740 (41% Dimmed Circuit Watts) | Single Stage Dimming | 4100340033041 | 34
34 | NVC Lighting | LED Street Lights |  | NBF34/OP2/740, NBF34/OP3/740, NBF34/OP4/740, NBF34/OP5/740 (53% Dimmed Circuit Watts) | Single Stage Dimming | 4100340033053 | 34
34 | NVC Lighting | LED Street Lights |  | NBF34/OP2/740, NBF34/OP3/740, NBF34/OP4/740, NBF34/OP5/740 (62% Dimmed Circuit Watts) | Single Stage Dimming | 4100340033062 | 34
34 | NVC Lighting | LED Street Lights |  | NBF34/OP2/740, NBF34/OP3/740, NBF34/OP4/740, NBF34/OP5/740 (68% Dimmed Circuit Watts) | Single Stage Dimming | 4100340033068 | 34
34 | NVC Lighting | LED Street Lights |  | NBF34/OP2/740, NBF34/OP3/740, NBF34/OP4/740, NBF34/OP5/740 (74% Dimmed Circuit Watts) | Single Stage Dimming | 4100340033074 | 34
34 | NVC Lighting | LED Street Lights |  | NBF34/OP2/740, NBF34/OP3/740, NBF34/OP4/740, NBF34/OP5/740 (85% Dimmed Circuit Watts) | Single Stage Dimming | 4100340033085 | 34
34 | NVC Lighting | LED Street Lights |  | NBF34/OP2/740, NBF34/OP3/740, NBF34/OP4/740, NBF34/OP5/740 | Non Dimmed | 4100340033100 | 34
34 | Philips Lighting | LED Street Lights | BGP382 | Iridium Gen 3 Med GRN50 CLO 830, GRN55 740 | Non Dimmed | 4100340034100 | 34
34 | Thorn Lighting | LED Street Lights |  | Thorn LED Module 34W | Non Dimmed | 4100340998100 | 34
34 | Philips WRTL | LED Street Lights |  | Mini Luma M1A Neutral White 5KLm Constant Flux | Non Dimmed | 4100340999100 | 34
34 | CU Phosco Lighting | LED Street Lights | MLSD-Approved | P852 A 850mA TRIDONIC 34W | Non Dimmed | 4100346006100 | 34
34 | CU Phosco Lighting | LED Street Lights | MLSD-Approved | P852 A 900mA TRIDONIC 34W CLO | Non Dimmed | 4100346017100 | 34
35 | Solutions LED | LED Street Lights |  | LED Street Star 35W | Non Dimmed | 4100350000100 | 32
35 | Advanced LEDS Ltd | LED Street Lights |  | 35 Watt Marlin 1000 Luminaire | Non Dimmed | 4100350001100 | 36
35 | Urbis Schréder | LED Street Lights |  | 28 LED Module | Non Dimmed | 4100350002100 | 35
35 | Indal WRTL Exterior Lighting Ltd | LED Street Lights |  | Stela Long 30 LED 35W Cree XPG 350mA Cool White 1-10V Dimmable Road Lighting Lumminaire (Dimmed 74% Circuit Watts) | Single Stage Dimming | 4100350003074 | 34
35 | Indal WRTL Exterior Lighting Ltd | LED Street Lights |  | Stela Long 30 LED 35W Cree XPG 350mA Cool White 1-10V Dimmable Road Lighting Lumminaire | Non Dimmed | 4100350003100 | 34
35 | Advanced LEDS Ltd | LED Street Lights |  | Marlin 1000 LH 35W | Non Dimmed | 4100350004100 | 35
35 | PLM Illumination Ltd | LED Street Lights |  | Exterior Street Luminaire - LSL30 Sreet Light | Non Dimmed | 4100350005100 | 36
35 | Philips Lighting | LED Street Lights | Clearway LED luminaire | Clearway LED 3500 Lumens 4000K Neutral White BGP303 35/ 740 | Non Dimmed | 4100350006100 | 35
35 | Supernova LED Lighting Ltd | LED Street Lights |  | SQ-35H-H1600 | Non Dimmed | 4100350007100 | 34
35 | OrangeTek | LED Street Lights |  | ARIALED 30Xi (51% dimmed circuit watts) | Single Stage Dimming | 4100350008051 | 35
35 | OrangeTek | LED Street Lights |  | ARIALED 30Xi (71% dimming) | Single Stage Dimming | 4100350008071 | 35
35 | OrangeTek | LED Street Lights |  | ARIALED 30Xi | Non Dimmed | 4100350008100 | 35
35 | TRT Lighting | LED Street Lights |  | Aspect 2 35W (71% Dimmed Circuit Watts) | Single Stage Dimming | 4100350009071 | 35
35 | TRT Lighting | LED Street Lights |  | Aspect 2 35W | Non Dimmed | 4100350009100 | 35
35 | CU Phosco Lighting | LED Street Lights |  | P851-8 B 350mA 35W CLO | Non Dimmed | 4100350010100 | 35
35 | CU Phosco Lighting | LED Street Lights |  | P851-4 B 700mA 35W CLO | Non Dimmed | 4100350011100 | 35
35 | CU Phosco Lighting | LED Street Lights |  | P851-6 B 450mA 35W | Non Dimmed | 4100350012100 | 35
35 | CU Phosco Lighting | LED Street Lights |  | P567A LED 6 450mA 35W V2 | Non Dimmed | 4100350013100 | 35
35 | CU Phosco Lighting | LED Street Lights |  | P852 A 950mA TRIDONIC 35W CLO | Non Dimmed | 4100350014100 | 35
35 | CREE Lighting | LED Street Lights | CREE LEDway Road 30 LED unit | 30 LED CREE LEDway Road driven at 350mA | Non Dimmed | 4100350015100 | 35
35 | Urbis Schréder | LED Street Lights |  | 16 LED LF 700mA Module V4 CLO (74% Dimmed Circuit Watts) | Single Stage Dimming | 4100350016074 | 35
35 | DW Windsor Ltd | LED Street Lights |  | 1LX2-113-15 LED Engine - 700mA (34% Dimmed Circuit Watts) | Single Stage Dimming | 4100350017034 | 35
35 | DW Windsor Ltd | LED Street Lights |  | 1LX2-113-15 LED Engine - 700mA (51% dimmed circuit watts) | Single Stage Dimming | 4100350017051 | 35
35 | DW Windsor Ltd | LED Street Lights |  | 1LX2-113-15 LED Engine - 700mA (74% dimmed circuit watts) | Single Stage Dimming | 4100350017074 | 35
35 | DW Windsor Ltd | LED Street Lights |  | 1LX2-113-15 LED Engine - 700mA (77% Dimmed Circuit Watts) | Single Stage Dimming | 4100350017077 | 35
35 | DW Windsor Ltd | LED Street Lights |  | 1LX2-113-15 LED Engine - 700mA | Non Dimmed | 4100350017100 | 35
35 | Urbis Schréder | LED Street Lights |  | 16LED LF700mA Module V4 CLO (54% dimmed circuit watts) | Single Stage Dimming | 4100350018054 | 35
35 | Urbis Schréder | LED Street Lights |  | 16LED LF700mA Module V4 CLO | Non Dimmed | 4100350018100 | 35
35 | LED Roadway Lighting | LED Street Lights |  | NXT-24 35W | Non Dimmed | 4100350019100 | 36
35 | Ark Lighting | LED Street Lights |  | Arrow flood-ALUX-FL-30 | Non Dimmed | 4100350020100 | 36
35 | Harvard Engineering | LED Street Lights | RetroSOX LED Module with Lens | 90W COSMO & 100W SON Replacement Light Engine, powered by a 500 mA Harvard driver (62% Dimmed Circuit Watts) | Single Stage Dimming | 4100350021062 | 37
35 | Harvard Engineering | LED Street Lights | RetroSOX LED Module with Lens | 90W COSMO & 100W SON Replacement Light Engine, powered by a 500 mA Harvard driver | Non Dimmed | 4100350021100 | 37
35 | Urbis Schréder | LED Street Lights |  | 16 LED 700mA Module V5 CLO (54% dimmed circuit watts) | Single Stage Dimming | 4100350022054 | 35
35 | Urbis Schréder | LED Street Lights |  | 16 LED 700mA Module V5 CLO (74% dimmed circuit watts) | Single Stage Dimming | 4100350022074 | 35
35 | Urbis Schréder | LED Street Lights |  | 16 LED 700mA Module V5 CLO | Non Dimmed | 4100350022100 | 35
35 | CU Phosco Lighting | LED Street Lights |  | P852-12-***-NW-*0850-35W-CLO-PHSB1 | Non Dimmed | 4100350023100 | 35
35 | Vestel | LED Street Lights |  | Streetlight neutral white M5 (35W) (32% Dimmed Circuit Watts) | Single Stage Dimming | 4100350024032 | 34
35 | Vestel | LED Street Lights |  | Streetlight neutral white M5 (35W) (62% Dimmed Circuit Watts) | Single Stage Dimming | 4100350024062 | 34
35 | Vestel | LED Street Lights |  | Streetlight neutral white M5 (35W) (91% Dimmed Circuit Watts) | Single Stage Dimming | 4100350024091 | 34
35 | Vestel | LED Street Lights |  | Streetlight neutral white M5 (35W) | Non Dimmed | 4100350024100 | 34
35 | Holophane Europe ltd | LED Street Lights |  | VMX.V1 16 LED Street Lighting Luminaire (700 mA) CLO (90%) (54% Dimmed Circuit Watts - 50% Dimmed Drive Current) | Single Stage Dimming | 4100350026054 | 35
35 | Holophane Europe ltd | LED Street Lights |  | VMX.V1 16 LED Street Lighting Luminaire (700 mA) CLO (90%) (63% Dimmed Circuit Watts - 60% Dimmed Drive Current) | Single Stage Dimming | 4100350026063 | 35
35 | Holophane Europe ltd | LED Street Lights |  | VMX.V1 16 LED Street Lighting Luminaire (700 mA) CLO (90%) (71% Dimmed Circuit Watts - 70% Dimmed Drive Current) | Single Stage Dimming | 4100350026071 | 35
35 | Holophane Europe ltd | LED Street Lights |  | VMX.V1 16 LED Street Lighting Luminaire (700 mA) CLO (90%) | Non Dimmed | 4100350026100 | 35
35 | Holophane Europe ltd | LED Street Lights |  | VMX.V2 32 LED Street Lighting Luminaire (350 mA) CLO (90%) (57% Dimmed Circuit Watts - 50% Dimmed Drive Current) | Single Stage Dimming | 4100350027057 | 35
35 | Holophane Europe ltd | LED Street Lights |  | VMX.V2 32 LED Street Lighting Luminaire (350 mA) CLO (90%) (66% Dimmed Circuit Watts - 60% Dimmed Drive Current) | Single Stage Dimming | 4100350027066 | 35
35 | Holophane Europe ltd | LED Street Lights |  | VMX.V2 32 LED Street Lighting Luminaire (350 mA) CLO (90%) (74% Dimmed Circuit Watts - 70% Dimmed Drive Current) | Single Stage Dimming | 4100350027074 | 35
35 | Holophane Europe ltd | LED Street Lights |  | VMX.V2 32 LED Street Lighting Luminaire (350 mA) CLO (90%) | Non Dimmed | 4100350027100 | 35
35 | LED Roadway Lighting | LED Street Lights |  | NXT-24 35W CLO (54% Dimmed Circuit Watts) | Single Stage Dimming | 4100350028054 | 35
35 | LED Roadway Lighting | LED Street Lights |  | NXT-24 35W CLO (71% Dimmed Circuit Watts) | Single Stage Dimming | 4100350028071 | 35
35 | LED Roadway Lighting | LED Street Lights |  | NXT-24 35W CLO | Non Dimmed | 4100350028100 | 35
35 | Holophane Europe ltd | LED Street Lights |  | FTS 20 LED Street Lighting Luminaire (525mA) (54% Dimmed Circuit Watts - 50% Dimmed Drive Current) | Single Stage Dimming | 4100350029054 | 35
35 | Holophane Europe ltd | LED Street Lights |  | FTS 20 LED Street Lighting Luminaire (525mA) (63% Dimmed Circuit Watts - 60% Dimmed Drive Current) | Single Stage Dimming | 4100350029063 | 35
35 | Holophane Europe ltd | LED Street Lights |  | FTS 20 LED Street Lighting Luminaire (525mA) (71% Dimmed Circuit Watts - 70% Dimmed Drive Current) | Single Stage Dimming | 4100350029071 | 35
35 | Holophane Europe ltd | LED Street Lights |  | FTS 20 LED Street Lighting Luminaire (525mA) | Non Dimmed | 4100350029100 | 35
35 | DW Windsor Ltd | LED Street Lights |  | 1LX2-113-15 LED Engine - 700mA CLO (34% Dimmed Circuit Watts) | Single Stage Dimming | 4100350030034 | 35
35 | DW Windsor Ltd | LED Street Lights |  | 1LX2-113-15 LED Engine - 700mA CLO (54% Dimmed Circuit Watts) | Single Stage Dimming | 4100350030054 | 35
35 | DW Windsor Ltd | LED Street Lights |  | 1LX2-113-15 LED Engine - 700mA CLO (71% Dimmed Circuit Watts) | Single Stage Dimming | 4100350030071 | 35
35 | DW Windsor Ltd | LED Street Lights |  | 1LX2-113-15 LED Engine - 700mA CLO (77% Dimmed Circuit Watts) | Single Stage Dimming | 4100350030077 | 35
35 | DW Windsor Ltd | LED Street Lights |  | 1LX2-113-15 LED Engine - 700mA CLO | Non Dimmed | 4100350030100 | 35
35 | GE Hungary Kft | LED Street Lights |  | SLBT/1E/F/B/35/40/N/ST/C1P/N/S60/R7035 | Non Dimmed | 4100350031100 | 34
35 | GE Hungary Kft | LED Street Lights |  | SLBT/1E/F/B/35/40/D/ST/C1/N/S60/R7035 | Non Dimmed | 4100350032100 | 34
35 | DW Windsor Ltd | LED Street Lights |  | 2LX2-113-15 LED Engine - 350mA CLO (34% Dimmed Circuit Watts) | Single Stage Dimming | 4100350033034 | 35
35 | DW Windsor Ltd | LED Street Lights |  | 2LX2-113-15 LED Engine - 350mA CLO (54% Dimmed Circuit Watts) | Single Stage Dimming | 4100350033054 | 35
35 | DW Windsor Ltd | LED Street Lights |  | 2LX2-113-15 LED Engine - 350mA CLO (71% Dimmed Circuit Watts) | Single Stage Dimming | 4100350033071 | 35
35 | DW Windsor Ltd | LED Street Lights |  | 2LX2-113-15 LED Engine - 350mA CLO (77% Dimmed Circuit Watts) | Single Stage Dimming | 4100350033077 | 35
35 | DW Windsor Ltd | LED Street Lights |  | 2LX2-113-15 LED Engine - 350mA CLO | Non Dimmed | 4100350033100 | 35
35 | Lite-On Technology Corporation | LED Street Lights |  | PA1-20H-MV-NW-N2-GY-530-PCR5-DALI (29% Dimmed Circuit Watts) | Single Stage Dimming | 4100350034029 | 34
35 | Lite-On Technology Corporation | LED Street Lights |  | PA1-20H-MV-NW-N2-GY-530-PCR5-DALI (53% Dimmed Circuit Watts) | Single Stage Dimming | 4100350034053 | 34
35 | Lite-On Technology Corporation | LED Street Lights |  | PA1-20H-MV-NW-N2-GY-530-PCR5-DALI (76% Dimmed Circuit Watts) | Single Stage Dimming | 4100350034076 | 34
35 | Lite-On Technology Corporation | LED Street Lights |  | PA1-20H-MV-NW-N2-GY-530-PCR5-DALI | Non Dimmed | 4100350034100 | 34
35 | CU Phosco Lighting | LED Street Lights |  | P852-12-***-NW-*800-PHSB1 | Non Dimmed | 4100350035100 | 35
35 | LEDUS | LED Street Lights |  | Street Light T19A Series 35W | Non Dimmed | 4100350036100 | 37
35 | Eco Lighting | LED Street Lights |  | UNI/STA3STD-NE-1/MED-35-4-120-80:20-D2-T | Non Dimmed | 4100350037100 | 35
35 | CU Phosco Lighting | LED Street Lights |  | P510-2X9LED-740NW-150mA-CLO | Non Dimmed | 4100350038100 | 35
35 | Thorn Lighting | LED Street Lights |  | Thorn LED Module 35W | Non Dimmed | 4100350039100 | 35
35 | Holophane Europe ltd | LED Street Lights |  | VMX.V1 (D334) 16 LED Street Lighting Luminaire (700 mA) CLO (90%) (54% Dimmed Circuit Watts - 50% Dimmed Drive Current) | Single Stage Dimming | 4100350040054 | 35
35 | Holophane Europe ltd | LED Street Lights |  | VMX.V1 (D334) 16 LED Street Lighting Luminaire (700 mA) CLO (90%) (63% Dimmed Circuit Watts - 60% Dimmed Drive Current) | Single Stage Dimming | 4100350040063 | 35
35 | Holophane Europe ltd | LED Street Lights |  | VMX.V1 (D334) 16 LED Street Lighting Luminaire (700 mA) CLO (90%) (71% Dimmed Circuit Watts - 70% Dimmed Drive Current) | Single Stage Dimming | 4100350040071 | 35
35 | Holophane Europe ltd | LED Street Lights |  | VMX.V1 (D334) 16 LED Street Lighting Luminaire (700 mA) CLO (90%) | Non Dimmed | 4100350040100 | 35
35 | Holophane Europe ltd | LED Street Lights |  | VMX.V2 (D334) 32 LED Street Lighting Luminaire (350 mA) CLO (90%) (54% Dimmed Circuit Watts - 50% Dimmed Drive Current) | Single Stage Dimming | 4100350041054 | 35
35 | Holophane Europe ltd | LED Street Lights |  | VMX.V2 (D334) 32 LED Street Lighting Luminaire (350 mA) CLO (90%) (63% Dimmed Circuit Watts - 60% Dimmed Drive Current) | Single Stage Dimming | 4100350041063 | 35
35 | Holophane Europe ltd | LED Street Lights |  | VMX.V2 (D334) 32 LED Street Lighting Luminaire (350 mA) CLO (90%) (71% Dimmed Circuit Watts - 70% Dimmed Drive Current) | Single Stage Dimming | 4100350041071 | 35
35 | Holophane Europe ltd | LED Street Lights |  | VMX.V2 (D334) 32 LED Street Lighting Luminaire (350 mA) CLO (90%) | Non Dimmed | 4100350041100 | 35
35 | GE Hungary Kft | LED Street Lights |  | SLBT/2/35 | Non Dimmed | 4100350042100 | 33
35 | Light Efficient Design | LED Street Lights |  | 35W LED SON Replacement Lamp - Model (LED-8101-57K-EU) | Non Dimmed | 4100350043100 | 35
35 | Lite-On Technology Corporation | LED Street Lights |  | PA1-20H-700_BOL CLO (72%) | Non Dimmed | 4100350044100 | 35
35 | Venture Lighting | LED Street Lights |  | ENG009 - 35W Westminster Engine, 3600lm, 3 LED, 740, PN (25% Dimmed Circuit Watts) | Single Stage Dimming | 4100350045025 | 35
35 | Venture Lighting | LED Street Lights |  | ENG009 - 35W Westminster Engine, 3600lm, 3 LED, 740, PN (34% Dimmed Circuit Watts) | Single Stage Dimming | 4100350045034 | 35
35 | Venture Lighting | LED Street Lights |  | ENG009 - 35W Westminster Engine, 3600lm, 3 LED, 740, PN (37% Dimmed Circuit Watts) | Single Stage Dimming | 4100350045037 | 35
35 | Venture Lighting | LED Street Lights |  | ENG009 - 35W Westminster Engine, 3600lm, 3 LED, 740, PN (40% Dimmed Circuit Watts) | Single Stage Dimming | 4100350045040 | 35
35 | Venture Lighting | LED Street Lights |  | ENG009 - 35W Westminster Engine, 3600lm, 3 LED, 740, PN (51% Dimmed Circuit Watts) | Single Stage Dimming | 4100350045051 | 35
35 | Venture Lighting | LED Street Lights |  | ENG009 - 35W Westminster Engine, 3600lm, 3 LED, 740, PN (60% Dimmed Circuit Watts) | Single Stage Dimming | 4100350045060 | 35
35 | Venture Lighting | LED Street Lights |  | ENG009 - 35W Westminster Engine, 3600lm, 3 LED, 740, PN (66% Dimmed Circuit Watts) | Single Stage Dimming | 4100350045066 | 35
35 | Venture Lighting | LED Street Lights |  | ENG009 - 35W Westminster Engine, 3600lm, 3 LED, 740, PN (77% Dimmed Circuit Watts) | Single Stage Dimming | 4100350045077 | 35
35 | Venture Lighting | LED Street Lights |  | ENG009 - 35W Westminster Engine, 3600lm, 3 LED, 740, PN (80% Dimmed Circuit Watts) | Single Stage Dimming | 4100350045080 | 35
35 | Venture Lighting | LED Street Lights |  | ENG009 - 35W Westminster Engine, 3600lm, 3 LED, 740, PN | Non Dimmed | 4100350045100 | 35
35 | GE Hungary Kft | LED Street Lights |  | SLBT/2/35 | Non Dimmed | 4100350046100 | 34
35 | Kingfisher Lighting (AEC) | LED Street Lights |  | VCY-035-NW-1M2F | Non Dimmed | 4100350047100 | 34
35 | TRT Lighting | LED Street Lights |  | Aspect Eco 2 35W | Non Dimmed | 4100350048100 | 32
35 | Thorn Lighting | LED Street Lights |  | RPEC-Module 24L50 CLO | Non Dimmed | 4100350998100 | 35
35 | Philips WRTL | LED Street Lights |  | Mini Luma M1A Cool White 5.4KLm, Cool White 5.6KLm, Neutral White 5.2KLm, Luma 1A Cool White 5.4KLm, Neutral White 5.2KLm Constant Flux | Non Dimmed | 4100350999100 | 35
35 | CU Phosco Lighting | LED Street Lights | MLSD-Approved | P851-8 B 350mA 35W CLO | Non Dimmed | 4100356000100 | 35
35 | CU Phosco Lighting | LED Street Lights | MLSD-Approved | P852 A 950mA TRIDONIC 35W CLO | Non Dimmed | 4100356014100 | 35
36 | Innolumis | LED Street Lights |  | Innolumis LUMIS-LED 36ES (complete luminaire including driver v6) | Non Dimmed | 4100360000100 | 43
36 | Vision Illumination | LED Street Lights |  | 36W High Frequency LED PCB Drivers and array | Non Dimmed | 4100360001100 | 37
36 | Holophane Europe ltd | LED Street Lights | 36W LEDgend | 36W LEDG | Non Dimmed | 4100360002100 | 45
36 | Holophane Europe ltd | LED Street Lights |  | Factor 30 leds 75W (23% Dimmed circuit watts) | Single Stage Dimming | 4100360003023 | 35
36 | Holophane Europe ltd | LED Street Lights |  | Factor 30 leds 75W (42% Dimmed circuit watts) | Single Stage Dimming | 4100360003042 | 35
36 | LED Roadway Lighting | LED Street Lights |  | Satellite Series 36W CLO Dimming Model S24S (51% Dimmed circuit watts) | Single Stage Dimming | 4100360003051 | 32
36 | Holophane Europe ltd | LED Street Lights |  | Factor 30 leds 75W (52% Dimmed circuit watts) | Single Stage Dimming | 4100360003052 | 35
36 | Holophane Europe ltd | LED Street Lights |  | Factor 30 leds 75W (60% Dimmed circuit watts) | Single Stage Dimming | 4100360003060 | 35
36 | LED Roadway Lighting | LED Street Lights |  | Satellite Series 36W CLO Dimming Model S24S (63% dimmed circuit watts) | Single Stage Dimming | 4100360003063 | 32
36 | Holophane Europe ltd | LED Street Lights |  | Factor 30 leds 75W (67% Dimmed circuit watts) | Single Stage Dimming | 4100360003067 | 35
36 | Holophane Europe ltd | LED Street Lights |  | Factor 30 leds 75W (75% Dimmed circuit watts) | Single Stage Dimming | 4100360003075 | 35
36 | LED Roadway Lighting | LED Street Lights |  | Satellite Series 36W CLO Dimming Model S24S (76% Dimmed circuit watts) | Single Stage Dimming | 4100360003076 | 32
36 | Holophane Europe ltd | LED Street Lights |  | Factor 30 leds 75W (85% Dimmed circuit watts) | Single Stage Dimming | 4100360003085 | 35
36 | Holophane Europe ltd | LED Street Lights |  | Factor 30 leds 75W | Non Dimmed | 4100360003100 | 35
36 | LED Roadway Lighting | LED Street Lights |  | Satellite Series 36W CLO Dimming Model S24S | Non Dimmed | 4100360004100 | 32
36 | LED Roadway Lighting | LED Street Lights |  | Satellite Series 36W Model S24S | Non Dimmed | 4100360005100 | 36
36 | CU Phosco Lighting | LED Street Lights |  | P567A LED 4 700mA 36W V2 | Non Dimmed | 4100360006100 | 36
36 | CU Phosco Lighting | LED Street Lights |  | P851-12 B 250mA 36W CLO | Non Dimmed | 4100360007100 | 37
36 | CU Phosco Lighting | LED Street Lights |  | P852 A 950mA TRIDONIC 36W | Non Dimmed | 4100360008100 | 36
36 | CU Phosco Lighting | LED Street Lights |  | P852 A 900mA TRIDONIC 36W | Non Dimmed | 4100360009100 | 36
36 | CREE Lighting | LED Street Lights | CREE LEDway Road 20 LED unit | 20 LED CREE LEDway Road driven at 525mA | Non Dimmed | 4100360010100 | 36
36 | ASD Lighting | LED Street Lights |  | 32 LED FITTING HWC/B47LED3235-S1 | Non Dimmed | 4100360011100 | 36
36 | Holophane Europe Ltd | LED Street Lights |  | FTR 30 LED with 75W Dimmable Driver (700mA) | Non Dimmed | 4100360012100 | 35
36 | GEM Supplies Ltd | LED Street Lights | Retrofit | LED street lighting lantern Retro Lamp 36 RL36 | Non Dimmed | 4100360013100 | 36
36 | Holophane Europe ltd | LED Street Lights |  | VMX.V2 32 LED Street Lighting Luminaire (350 mA) (57% Dimmed Circuit Watts - 50% Dimmed Drive Current) | Single Stage Dimming | 4100360014057 | 37
36 | Holophane Europe ltd | LED Street Lights |  | VMX.V2 32 LED Street Lighting Luminaire (350 mA) (65% Dimmed Circuit Watts - 60% Dimmed Drive Current) | Single Stage Dimming | 4100360014065 | 37
36 | Holophane Europe ltd | LED Street Lights |  | VMX.V2 32 LED Street Lighting Luminaire (350 mA) (73% Dimmed Circuit Watts - 70% Dimmed Drive Current) | Single Stage Dimming | 4100360014073 | 37
36 | Holophane Europe ltd | LED Street Lights |  | VMX.V2 32 LED Street Lighting Luminaire (350 mA) (78% Dimmed Circuit Watts - 75% Dimmed Drive Current) | Single Stage Dimming | 4100360014078 | 37
36 | Holophane Europe ltd | LED Street Lights |  | VMX.V2 32 LED Street Lighting Luminaire (350 mA) | Non Dimmed | 4100360014100 | 37
36 | Energy Saving Lighting (UK) Ltd | LED Street Lights |  | Flux Tyako - ESL Flux 36 Watt | Non Dimmed | 4100360018100 | 37
36 | Hardie-Secure Products Ltd | LED Street Lights |  | Jewel 36W | Non Dimmed | 4100360019100 | 35
36 | Tofco CPP Ltd | LED Street Lights | LED Retrofit | RFLED0036 | Non Dimmed | 4100360020100 | 35
36 | DW Windsor Ltd | LED Street Lights |  | 2LX2-113-15 LED Engine - 350mA 100% | Non Dimmed | 4100360021100 | 36
36 | DW Windsor Ltd | LED Street Lights |  | 2LX2-113-15 LED Engine - 350mA (33% Dimmed Circuit Watts) | Single Stage Dimming | 4100360022033 | 36
36 | DW Windsor Ltd | LED Street Lights |  | 2LX2-113-15 LED Engine - 350mA (56% Dimmed Circuit Watts) | Single Stage Dimming | 4100360022056 | 36
36 | DW Windsor Ltd | LED Street Lights |  | 2LX2-113-15 LED Engine - 350mA (75% Dimmed Circuit Watts) | Single Stage Dimming | 4100360022075 | 36
36 | DW Windsor Ltd | LED Street Lights |  | 2LX2-113-15 LED Engine - 350mA (78% Dimmed Circuit Watts) | Single Stage Dimming | 4100360022078 | 36
36 | DW Windsor Ltd | LED Street Lights |  | 2LX2-113-15 LED Engine - 350mA | Non Dimmed | 4100360022100 | 36
36 | C.S.A Photonics | LED Street Lights |  | ALV2 standard (36% Dimmed Circuit Watts) | Single Stage Dimming | 4100360023036 | 36
36 | C.S.A Photonics | LED Street Lights |  | ALV2 standard (67% Dimmed Circuit Watts) | Single Stage Dimming | 4100360023067 | 36
36 | C.S.A Photonics | LED Street Lights |  | ALV2 standard (78% Dimmed Circuit Watts) | Single Stage Dimming | 4100360023078 | 36
36 | C.S.A Photonics | LED Street Lights |  | ALV2 standard (94% Dimmed Circuit Watts) | Single Stage Dimming | 4100360023094 | 36
36 | C.S.A Photonics | LED Street Lights |  | ALV2 standard | Non Dimmed | 4100360023100 | 36
36 | Thorn Lighting | LED Street Lights |  | Thorn LED Module 36W | Non Dimmed | 4100360024100 | 36
36 | Ark Lighting Ltd | LED Street Lights |  | LB1.7 | Non Dimmed | 4100360025100 | 36
36 | Urbis Schréder | LED Street Lights |  | 24 LED LF2 490mA Module DD1 CLO (53% Dimmed Circuit Watts) | Single Stage Dimming | 4100360026053 | 36
36 | Urbis Schréder | LED Street Lights |  | 24 LED LF2 490mA Module DD1 CLO (75% Dimmed Circuit Watts) | Single Stage Dimming | 4100360026075 | 36
36 | Urbis Schréder | LED Street Lights |  | 24 LED LF2 490mA Module DD1 CLO | Non Dimmed | 4100360026100 | 36
36 | Urbis Schréder | LED Street Lights |  | 24 LED LF2 490mA Module ADP1 CLO (56% Dimmed Circuit Watts) | Single Stage Dimming | 4100360027056 | 36
36 | Urbis Schréder | LED Street Lights |  | 24 LED LF2 490mA Module ADP1 CLO (78% Dimmed Circuit Watts) | Single Stage Dimming | 4100360027078 | 36
36 | Urbis Schréder | LED Street Lights |  | 24 LED LF2 490mA Module ADP1 CLO | Non Dimmed | 4100360027100 | 36
36 | Holophane Europe ltd | LED Street Lights |  | VMX.V2 (D334) 32 LED Street Lighting Luminaire (350 mA) (56% Dimmed Circuit Watts - 50% Dimmed Drive Current) | Single Stage Dimming | 4100360028056 | 36
36 | Holophane Europe ltd | LED Street Lights |  | VMX.V2 (D334) 32 LED Street Lighting Luminaire (350 mA) (64% Dimmed Circuit Watts - 60% Dimmed Drive Current) | Single Stage Dimming | 4100360028064 | 36
36 | Holophane Europe ltd | LED Street Lights |  | VMX.V2 (D334) 32 LED Street Lighting Luminaire (350 mA) (72% Dimmed Circuit Watts - 70% Dimmed Drive Current) | Single Stage Dimming | 4100360028072 | 36
36 | Holophane Europe ltd | LED Street Lights |  | VMX.V2 (D334) 32 LED Street Lighting Luminaire (350 mA) | Non Dimmed | 4100360028100 | 36
36 | GE Hungary Kft | LED Street Lights |  | OD L/3/F/B/36/40/D/ST/C1/N/S60/R7035 (51% Dimmed Circuit Watts) | Single Stage Dimming | 4100360029051 | 35
36 | GE Hungary Kft | LED Street Lights |  | OD L/3/F/B/36/40/D/ST/C1/N/S60/R7035 (69% Dimmed Circuit Watts) | Single Stage Dimming | 4100360029069 | 35
36 | GE Hungary Kft | LED Street Lights |  | OD L/3/F/B/36/40/D/ST/C1/N/S60/R7035 (74% Dimmed Circuit Watts) | Single Stage Dimming | 4100360029074 | 35
36 | GE Hungary Kft | LED Street Lights |  | ODYS/3/36 | Non Dimmed | 4100360029100 | 35
36 | Urbis Schréder | LED Street Lights |  | 16 LED 690mA DDP1 (53% Dimmed Circuit Watts) | Single Stage Dimming | 4100360030053 | 36
36 | Urbis Schréder | LED Street Lights |  | 16 LED 690mA DDP1 (75% Dimmed Circuit Watts) | Single Stage Dimming | 4100360030075 | 36
36 | Urbis Schréder | LED Street Lights |  | 16 LED 690mA DDP1 | Non Dimmed | 4100360030100 | 36
36 | Venture Lighting | LED Street Lights |  | ENG011 - 36W Westminster Engine, 4200lm, 4 LED, 740, PN (50% Dimmed Circuit Watts) | Single Stage Dimming | 4100360031050 | 36
36 | Venture Lighting | LED Street Lights |  | ENG011 - 36W Westminster Engine, 4200lm, 4 LED, 740, PN (64% Dimmed Circuit Watts) | Single Stage Dimming | 4100360031064 | 36
36 | Venture Lighting | LED Street Lights |  | ENG011 - 36W Westminster Engine, 4200lm, 4 LED, 740, PN | Non Dimmed | 4100360031100 | 36
36 | Lite-On Technology Corporation | LED Street Lights |  | PA2-120H-350_BOL CLO (27%) | Non Dimmed | 4100360032100 | 36
36 | Vision Illumination | LED Street Lights |  | LKD 36LED 350mA Light Engine | Non Dimmed | 4100360033100 | 40
36 | Philips WRTL | LED Street Lights |  | Mini Luma M1A Cool White 5.8KLm, Luma 1A Cool White 5.2KLm Constant Flux | Non Dimmed | 4100360999100 | 36
36 | CU Phosco Lighting | LED Street Lights | MLSD-Approved | P851-12 B 250mA 36W CLO | Non Dimmed | 4100366007100 | 37
36 | CU Phosco Lighting | LED Street Lights | MLSD-Approved | P852 A 950mA TRIDONIC 36W | Non Dimmed | 4100366008100 | 36
36 | CU Phosco Lighting | LED Street Lights | MLSD-Approved | P852 A 900mA TRIDONIC 36W | Non Dimmed | 4100366009100 | 36
37 | Philips Lighting | LED Street Lights |  | LEDGine 32 LED Green Line | Non Dimmed | 4100370000100 | 37
37 | Urbis Schréder | LED Street Lights |  | 30 LED Module | Non Dimmed | 4100370001100 | 37
37 | Indal WRTL Exterior Lighting Ltd | LED Street Lights | White High Power LED System | Stela Long/Wide 30 LED 37W Cree XPG 350mA, Cool White Road Lighting Luminaire | Non Dimmed | 4100370002100 | 38
37 | OrangeTek | LED Street Lights |  | TERRALED 36A (Dimmed 50% lux) (54% Full Circuit Watts) | Single Stage Dimming | 4100370003054 | 37
37 | OrangeTek | LED Street Lights |  | TERRALED 36A (Dimmed 65% lux) (70 %Full Circuit Watts) | Single Stage Dimming | 4100370003070 | 37
37 | OrangeTek | LED Street Lights |  | TERRALED 36A | Non Dimmed | 4100370003100 | 37
37 | Advanced LEDS Ltd | LED Street Lights |  | Marlin 1000 CT 35W | Non Dimmed | 4100370004100 | 40
37 | Philips Lighting | LED Street Lights |  | LEDGine GRN42 Cool White 5700K 657 | Non Dimmed | 4100370005100 | 37
37 | Philips Lighting | LED Street Lights |  | LEDGine GRN39 Neutral White 4000K 740 | Non Dimmed | 4100370006100 | 37
37 | Philips Lighting | LED Street Lights |  | LEDGine GRN32 Warm White 3000k 830 | Non Dimmed | 4100370007100 | 37
37 | CU Phosco Lighting | LED Street Lights |  | P567A LED 8 - 350mA - HARVARD TWIN | Non Dimmed | 4100370008100 | 37
37 | Urbis Schréder | LED Street Lights |  | 32 LED LF 350mA Module V2(54% Dimmed Circuit Watts) | Single Stage Dimming | 4100370009054 | 37
37 | Urbis Schréder | LED Street Lights |  | 32 LED LF 350mA Module V2 (68% Dimmed Circuit Watts) | Single Stage Dimming | 4100370009068 | 37
37 | Urbis Schréder | LED Street Lights |  | 32 LED LF Module V2 (dimmed 76%) | Single Stage Dimming | 4100370009076 | 37
37 | Urbis Schréder | LED Street Lights |  | 32 LED LF 350mA Module V2 | Non Dimmed | 4100370009100 | 37
37 | Philips Lighting | LED Street Lights |  | LEDGine 2.2 Jan 2013 ECO42 740 Neutral White, ECO45 657 Cool White | Non Dimmed | 4100370010100 | 37
37 | CU Phosco Lighting | LED Street Lights |  | P567A LED 8 350mA 37W V2 | Non Dimmed | 4100370011100 | 37
37 | Holophane Europe ltd | LED Street Lights |  | FTS 20 LED with 75W Dimmable Driver (525mA) | Non Dimmed | 4100370012100 | 37
37 | Holophane Europe ltd | LED Street Lights |  | FTS 20 LED with 40W Dimmable Driver (525mA) | Non Dimmed | 4100370013100 | 36
37 | CU Phosco Lighting | LED Street Lights |  | P851-8 B 350mA 37W | Non Dimmed | 4100370014100 | 37
37 | CU Phosco Lighting | LED Street Lights |  | P851-4 B 700mA 37W | Non Dimmed | 4100370015100 | 37
37 | CU Phosco Lighting | LED Street Lights |  | P851-4 B 750mA 37W CLO | Non Dimmed | 4100370016100 | 37
37 | CU Phosco Lighting | LED Street Lights |  | P851-6 B 500mA 37W CLO | Non Dimmed | 4100370017100 | 37
37 | CU Phosco Lighting | LED Street Lights |  | P567A LED 6 500mA 37W V2 CLO | Non Dimmed | 4100370018100 | 37
37 | CU Phosco Lighting | LED Street Lights |  | P852 A 1000mA TRIDONIC 37W CLO | Non Dimmed | 4100370019100 | 37
37 | Urbis Schréder | LED Street Lights |  | 24LED LF500mA Module V4 CLO (54% dimmed circuit watts) | Single Stage Dimming | 4100370020054 | 37
37 | Urbis Schréder | LED Street Lights |  | 24LED LF500mA Module V4 CLO (76% dimmed circuit watts) | Single Stage Dimming | 4100370020076 | 37
37 | Urbis Schréder | LED Street Lights |  | 24LED LF500mA Module V4 CLO | Non Dimmed | 4100370020100 | 37
37 | Holophane Europe ltd | LED Street Lights |  | VMX.V1 16 LED Street Lighting Luminaire (700 mA) (54% Dimmed Circuit Watts - 50% Dimmed Drive Current) | Single Stage Dimming | 4100370021054 | 37
37 | Holophane Europe ltd | LED Street Lights |  | VMX.V1 16 LED Street Lighting Luminaire (700 mA) (62% Dimmed Circuit Watts - 60% Dimmed Drive Current) | Single Stage Dimming | 4100370021062 | 37
37 | Holophane Europe ltd | LED Street Lights |  | VMX.V1 16 LED Street Lighting Luminaire (700 mA) (70% Dimmed Circuit Watts - 70% Dimmed Drive Current) | Single Stage Dimming | 4100370021070 | 37
37 | Holophane Europe ltd | LED Street Lights |  | VMX.V1 16 LED Street Lighting Luminaire (700 mA) (76% Dimmed Circuit Watts - 75% Dimmed Drive Current) | Single Stage Dimming | 4100370021076 | 37
37 | Holophane Europe ltd | LED Street Lights |  | VMX.V1 16 LED Street Lighting Luminaire (700 mA) | Non Dimmed | 4100370021100 | 37
37 | CU Phosco Lighting | LED Street Lights |  | P852-12-***-NW-*0900-37W-CLO-PHSB1 | Non Dimmed | 4100370022100 | 37
37 | CU Phosco Lighting | LED Street Lights |  | PXXX-9LED-740NW-300mA | Non Dimmed | 4100370023100 | 37
37 | CU Phosco Lighting | LED Street Lights |  | P852-12-***-NW-*850-PHSB1 | Non Dimmed | 4100370024100 | 37
37 | ASD Lighting | LED Street Lights |  | HIGHWAY DIAMOND 32 LED 350mA 50% O/P (54% Dimmed Circuit Watts) | Single Stage Dimming | 4100370025054 | 37
37 | ASD Lighting | LED Street Lights |  | HIGHWAY DIAMOND 32 LED 350mA | Non Dimmed | 4100370025100 | 37
37 | CU Phosco Lighting | LED Street Lights |  | P853-32-**-NW-*350mA | Non Dimmed | 4100370026100 | 37
37 | CU Phosco Lighting | LED Street Lights |  | P510-2X9LED-740NW-150mA | Non Dimmed | 4100370027100 | 37
37 | Vizulo Ltd | LED Street Lights |  | Stork, Stork Little Brother: 16 LEDs (OA driver) (16% Dimmed Circuit Watts) | Single Stage Dimming | 4100370028016 | 37
37 | Vizulo Ltd | LED Street Lights |  | Stork, Stork Little Brother: 16 LEDs (OA driver) (32% Dimmed Circuit Watts) | Single Stage Dimming | 4100370028032 | 37
37 | Vizulo Ltd | LED Street Lights |  | Stork, Stork Little Brother: 16 LEDs (OA driver) (38% Dimmed Circuit Watts) | Single Stage Dimming | 4100370028038 | 37
37 | Vizulo Ltd | LED Street Lights |  | Stork, Stork Little Brother: 16 LEDs (OA driver) (43% Dimmed Circuit Watts) | Single Stage Dimming | 4100370028043 | 37
37 | Vizulo Ltd | LED Street Lights |  | Stork, Stork Little Brother: 16 LEDs (OA driver) (49% Dimmed Circuit Watts) | Single Stage Dimming | 4100370028049 | 37
37 | Vizulo Ltd | LED Street Lights |  | Stork, Stork Little Brother: 16 LEDs (OA driver) (57% Dimmed Circuit Watts) | Single Stage Dimming | 4100370028057 | 37
37 | Vizulo Ltd | LED Street Lights |  | Stork, Stork Little Brother: 16 LEDs (OA driver) (65% Dimmed Circuit Watts) | Single Stage Dimming | 4100370028065 | 37
37 | Vizulo Ltd | LED Street Lights |  | Stork, Stork Little Brother: 16 LEDs (OA driver) (73% Dimmed Circuit Watts) | Single Stage Dimming | 4100370028073 | 37
37 | Vizulo Ltd | LED Street Lights |  | Stork, Stork Little Brother: 16 LEDs (OA driver) (81% Dimmed Circuit Watts) | Single Stage Dimming | 4100370028081 | 37
37 | Vizulo Ltd | LED Street Lights |  | Stork, Stork Little Brother: 16 LEDs (OA driver) (92% Dimmed Circuit Watts) | Single Stage Dimming | 4100370028092 | 37
37 | Vizulo Ltd | LED Street Lights |  | Stork, Stork Little Brother: 16 LEDs (OA driver) | Non Dimmed | 4100370028100 | 37
37 | Vizulo Ltd | LED Street Lights |  | Stork, Stork Little Brother: 16 LEDs (PA driver) (14% Dimmed Circuit Watts) | Single Stage Dimming | 4100370029014 | 37
37 | Vizulo Ltd | LED Street Lights |  | Stork, Stork Little Brother: 16 LEDs (PA driver) (35% Dimmed Circuit Watts) | Single Stage Dimming | 4100370029035 | 37
37 | Vizulo Ltd | LED Street Lights |  | Stork, Stork Little Brother: 16 LEDs (PA driver) (38% Dimmed Circuit Watts) | Single Stage Dimming | 4100370029038 | 37
37 | Vizulo Ltd | LED Street Lights |  | Stork, Stork Little Brother: 16 LEDs (PA driver) (43% Dimmed Circuit Watts) | Single Stage Dimming | 4100370029043 | 37
37 | Vizulo Ltd | LED Street Lights |  | Stork, Stork Little Brother: 16 LEDs (PA driver) (49% Dimmed Circuit Watts) | Single Stage Dimming | 4100370029049 | 37
37 | Vizulo Ltd | LED Street Lights |  | Stork, Stork Little Brother: 16 LEDs (PA driver) (57% Dimmed Circuit Watts) | Single Stage Dimming | 4100370029057 | 37
37 | Vizulo Ltd | LED Street Lights |  | Stork, Stork Little Brother: 16 LEDs (PA driver) (65% Dimmed Circuit Watts) | Single Stage Dimming | 4100370029065 | 37
37 | Vizulo Ltd | LED Street Lights |  | Stork, Stork Little Brother: 16 LEDs (PA driver) (73% Dimmed Circuit Watts) | Single Stage Dimming | 4100370029073 | 37
37 | Vizulo Ltd | LED Street Lights |  | Stork, Stork Little Brother: 16 LEDs (PA driver) (81% Dimmed Circuit Watts) | Single Stage Dimming | 4100370029081 | 37
37 | Vizulo Ltd | LED Street Lights |  | Stork, Stork Little Brother: 16 LEDs (PA driver) (92% Dimmed Circuit Watts) | Single Stage Dimming | 4100370029092 | 37
37 | Vizulo Ltd | LED Street Lights |  | Stork, Stork Little Brother: 16 LEDs (PA driver) | Non Dimmed | 4100370029100 | 37
37 | Holophane Europe ltd | LED Street Lights |  | VMX.V1 (D334) 16 LED Street Lighting Luminaire (700 mA) (54% Dimmed Circuit Watts - 50% Dimmed Drive Current) | Single Stage Dimming | 4100370030054 | 37
37 | Holophane Europe ltd | LED Street Lights |  | VMX.V1 (D334) 16 LED Street Lighting Luminaire (700 mA) (62% Dimmed Circuit Watts - 60% Dimmed Drive Current) | Single Stage Dimming | 4100370030062 | 37
37 | Holophane Europe ltd | LED Street Lights |  | VMX.V1 (D334) 16 LED Street Lighting Luminaire (700 mA) (73% Dimmed Circuit Watts - 70% Dimmed Drive Current) | Single Stage Dimming | 4100370030073 | 37
37 | Holophane Europe ltd | LED Street Lights |  | VMX.V1 (D334) 16 LED Street Lighting Luminaire (700 mA) | Non Dimmed | 4100370030100 | 37
37 | Urbis Schréder | LED Street Lights |  | 24 LED 500mA V6 CLO (54% Dimmed Circuit Watts) | Single Stage Dimming | 4100370031054 | 37
37 | Urbis Schréder | LED Street Lights |  | 24 LED 500mA V6 CLO (76% Dimmed Circuit Watts) | Single Stage Dimming | 4100370031076 | 37
37 | Urbis Schréder | LED Street Lights |  | 24 LED 500mA V6 CLO | Non Dimmed | 4100370031100 | 37
37 | CREE Lighting | LED Street Lights |  | XSPC series, H - Driver, DY5 (73% Dimmed Circuit Watts) | Single Stage Dimming | 4100370032073 | 37
37 | CREE Lighting | LED Street Lights |  | XSPC series, H - Driver, DY5 | Non Dimmed | 4100370032100 | 37
37 | Urbis Schréder | LED Street Lights |  | 24 LED 490mA DDP2 CLO (54% Dimmed Circuit Watts) | Single Stage Dimming | 4100370033054 | 37
37 | Urbis Schréder | LED Street Lights |  | 24 LED 490mA DDP2 CLO (78% Dimmed Circuit Watts) | Single Stage Dimming | 4100370033078 | 37
37 | Urbis Schréder | LED Street Lights |  | 24 LED 490mA DDP2 CLO | Non Dimmed | 4100370033100 | 37
37 | CREE Lighting | LED Street Lights |  | XSPC series, H - Driver, G2 (59% Dimmed Circuit Watts) | Single Stage Dimming | 4100370034059 | 37
37 | CREE Lighting | LED Street Lights |  | XSPC series, H - Driver, G2 | Non Dimmed | 4100370034100 | 37
37 | Thorn Lighting | LED Street Lights |  | Thorn LED Module 37W | Non Dimmed | 4100370998100 | 37
37 | Philips WRTL | LED Street Lights |  | Mini Luma M1A Neutral White 5.4KLm, Luma 1A Cool White 5.6KLm, Cool White 5.8KLm, Neutral White 5.4KLm Constant Flux | Non Dimmed | 4100370999100 | 37
37 | CU Phosco Lighting | LED Street Lights | MLSD-Approved | P852 A 1000mA TRIDONIC 37W CLO | Non Dimmed | 4100376019100 | 37
37 | Philips WRTL | LED Street Lights | MLSD-Approved | Mini Luma M1A Neutral White 5.4KLm, Luma 1A Cool White 5.6KLm, Cool White 5.8KLm, Neutral White 5.4KLm Constant Flux | Non Dimmed | 4100376999100 | 37
38 | Indal WRTL Exterior Lighting Ltd | LED Street Lights |  | Stela Wide 32 LED 38W Cree XPG 350mA Cool White 1-10V Dimmable Road Lighting Lumminaire (Dimmed 74% Circuit Watts) | Single Stage Dimming | 4100380000074 | 38
38 | Indal WRTL Exterior Lighting Ltd | LED Street Lights |  | Stela Wide 32 LED 38W Cree XPG 350mA Cool White 1-10V Dimmable Road Lighting Lumminaire | Non Dimmed | 4100380000100 | 38
38 | Philips Lighting | LED Street Lights |  | LEDGine ECO45 Cool White 5700K 657/LEDGine ECO42 Neutral White 4000K 740 | Non Dimmed | 4100380001100 | 38
38 | Thorn-Europhane | LED Street Lights |  | StreetLED 500x24LED - Oxane 38W / - Isaro LED 38W | Non Dimmed | 4100380002100 | 42
38 | CU Phosco Lighting | LED Street Lights |  | P851-12 B 250mA 38W | Non Dimmed | 4100380003100 | 38
38 | iGuzzini Illuminazione (UK) Ltd | LED Street Lights | 24 LED ST1 G4 Optic, 24 LED ST0.8C G6 Optic | WOW small Profile 3 - 525mA (53% dimmed circuit watts) | Single Stage Dimming | 4100380004053 | 45
38 | iGuzzini Illuminazione (UK) Ltd | LED Street Lights | 24 LED ST1 G4 Optic, 24 LED ST0.8C G6 Optic | WOW small Profile 3 - 525mA (71% dimmed circuit watts) | Single Stage Dimming | 4100380004071 | 45
38 | iGuzzini Illuminazione (UK) Ltd | LED Street Lights | 24 LED ST1 G4 Optic, 24 LED ST0.8C G6 Optic | WOW small Profile 3 - 525mA | Non Dimmed | 4100380004100 | 45
38 | Urbis Schréder | LED Street Lights |  | 16 LED LF 700mA Module V3 (55% dimmed circuit Watts) | Single Stage Dimming | 4100380006055 | 38
38 | Urbis Schréder | LED Street Lights |  | 16 LED LF 700mA Module V3 (79% dimmed circuit Watts) | Single Stage Dimming | 4100380006079 | 38
38 | Urbis Schréder | LED Street Lights |  | 16 LED LF 700mA Module V3 | Non Dimmed | 4100380006100 | 38
38 | Ark Lighting | LED Street Lights |  | Acorn-LA6/500 | Non Dimmed | 4100380007100 | 39
38 | Ark Lighting | LED Street Lights |  | ModuLED-LR1/800 | Non Dimmed | 4100380008100 | 38
38 | TRT Lighting | LED Street Lights |  | Aspect 2 38W CLO | Non Dimmed | 4100380009100 | 38
38 | CU Phosco Lighting | LED Street Lights |  | PXXX-9LED-740NW-350mA CLO | Non Dimmed | 4100380010100 | 40
38 | Low Carbon Lighting Limited | LED Street Lights |  | LuxOn 38W | Non Dimmed | 4100380011100 | 38
38 | Advanced LEDs Ltd | LED Street Lights | LED Modules | 38-2-6-CXL2-K2T-100-R11 (50% Dimmed Circuit Watts) | Single Stage Dimming | 4100380012050 | 38
38 | Advanced LEDs Ltd | LED Street Lights | LED Modules | 38-2-6-CXL2-K2T-100-R11 (76% Dimmed Circuit Watts) | Single Stage Dimming | 4100380012076 | 38
38 | Advanced LEDs Ltd | LED Street Lights | LED Modules | 38-2-6-CXL2-K2T-100-R11 | Non Dimmed | 4100380012100 | 38
38 | Urbis Schréder | LED Street Lights |  | 16 LED 700mA Module V5 (74% dimmed circuit watts) | Single Stage Dimming | 4100380013074 | 38
38 | Urbis Schréder | LED Street Lights |  | 16 LED 700mA Module V5 | Non Dimmed | 4100380013100 | 38
38 | CU Phosco Lighting | LED Street Lights |  | P851-12-*-***-NW-*0250-CLO-PHSB3 | Non Dimmed | 4100380014100 | 38
38 | Urbis Schréder | LED Street Lights |  | 24 LED 500mA LF Module V5 CLO (53% dimmed circuit watts) | Single Stage Dimming | 4100380015053 | 38
38 | Urbis Schréder | LED Street Lights |  | 24 LED 500mA LF Module V5 CLO (76% dimmed circuit watts) | Single Stage Dimming | 4100380015076 | 38
38 | Urbis Schréder | LED Street Lights |  | 24 LED 500mA LF Module V5 CLO | Non Dimmed | 4100380015100 | 38
38 | GE Hungary Kft | LED Street Lights |  | NA/1/AWC/38/40/D/ST/C1/N/1/60/R9007 | Non Dimmed | 4100380016100 | 36
38 | Thorn Lighting | LED Street Lights |  | RPEC-Module 24L50 (54% Dimmed Circuit Watts) | Single Stage Dimming | 4100380017054 | 39
38 | Thorn Lighting | LED Street Lights |  | RPEC-Module 24L50 (77% Dimmed Circuit Watts) | Single Stage Dimming | 4100380017077 | 39
38 | Thorn Lighting | LED Street Lights |  | RPEC-Module 24L50 | Non Dimmed | 4100380017100 | 39
38 | Thorn Lighting | LED Street Lights |  | RPEC-Module 36L35 CLO | Non Dimmed | 4100380018100 | 38
38 | Thorn Lighting | LED Street Lights |  | Thorn LED Module 38W | Non Dimmed | 4100380019100 | 38
38 | LG | LED Street Lights |  | S40vv0wwxyz (32% Dimmed Circuit Watts) | Single Stage Dimming | 4100380020032 | 37
38 | LG | LED Street Lights |  | S40vv0wwxyz (41% Dimmed Circuit Watts) | Single Stage Dimming | 4100380020041 | 37
38 | LG | LED Street Lights |  | S40vv0wwxyz (49% Dimmed Circuit Watts) | Single Stage Dimming | 4100380020049 | 37
38 | LG | LED Street Lights |  | S40vv0wwxyz (57% Dimmed Circuit Watts) | Single Stage Dimming | 4100380020057 | 37
38 | LG | LED Street Lights |  | S40vv0wwxyz (65% Dimmed Circuit Watts) | Single Stage Dimming | 4100380020065 | 37
38 | LG | LED Street Lights |  | S40vv0wwxyz (73% Dimmed Circuit Watts) | Single Stage Dimming | 4100380020073 | 37
38 | LG | LED Street Lights |  | S40vv0wwxyz (81% Dimmed Circuit Watts) | Single Stage Dimming | 4100380020081 | 37
38 | LG | LED Street Lights |  | S40vv0wwxyz (89% Dimmed Circuit Watts) | Single Stage Dimming | 4100380020089 | 37
38 | LG | LED Street Lights |  | S40vv0wwxyz | Non Dimmed | 4100380020100 | 37
38 | Urbis Schréder | LED Street Lights |  | 16 LED LF2 760mA Module DD1 CLO (50% Dimmed Circuit Watts) | Single Stage Dimming | 4100380021050 | 38
38 | Urbis Schréder | LED Street Lights |  | 16 LED LF2 760mA Module DD1 CLO (74% Dimmed Circuit Watts) | Single Stage Dimming | 4100380021074 | 38
38 | Urbis Schréder | LED Street Lights |  | 16 LED LF2 760mA Module DD1 CLO | Non Dimmed | 4100380021100 | 38
38 | GE Hungary Kft | LED Street Lights |  | SMBT/1/38 | Non Dimmed | 4100380022100 | 37
38 | OrangeTek | LED Street Lights |  | Arialed Mini 40, 300mA, PP | Non Dimmed | 4100380023100 | 38
38 | Urbis Schréder | LED Street Lights |  | 24 LED 490mA DDP1 (53% Dimmed Circuit Watts) | Single Stage Dimming | 4100380024053 | 38
38 | Urbis Schréder | LED Street Lights |  | 24 LED 490mA DDP1 (76% Dimmed Circuit Watts) | Single Stage Dimming | 4100380024076 | 38
38 | Urbis Schréder | LED Street Lights |  | 24 LED 490mA DDP1 | Non Dimmed | 4100380024100 | 38
38 | Lite-On Technology Corporation | LED Street Lights |  | PA2-60H-530_BOL CLO (36%) | Non Dimmed | 4100380025100 | 38
38 | Lite-On Technology Corporation | LED Street Lights |  | PA2-60H-350_BOL CLO (54%) | Non Dimmed | 4100380026100 | 38
38 | Thorn Lighting | LED Street Lights |  | Isaro/Oxane/Dyana 38W StreetLED Module, 24 LED's @500mA (77% Dimmed Circuit Watts) | Single Stage Dimming | 4100380998077 | 39
38 | Thorn Lighting | LED Street Lights |  | Isaro/Oxane/Dyana 38W StreetLED Module, 24 LED's @500mA | Non Dimmed | 4100380998100 | 39
38 | Philips WRTL | LED Street Lights |  | Mini Luma M1A Cool White 6KLm, Neutral White 5.6KLm Constant Flux | Non Dimmed | 4100380999100 | 38
38 | CU Phosco Lighting | LED Street Lights | MLSD-Approved | P851-12 B 250mA 38W | Non Dimmed | 4100386003100 | 38
39 | iGuzzini Illuminazione (UK) Ltd | LED Street Lights |  | Archilede 39W Road Lighting Lumunaire (Dimmed at 56% Circuit Watts) | Single Stage Dimming | 4100390000056 | 55
39 | iGuzzini Illuminazione (UK) Ltd | LED Street Lights |  | Archilede 39W Road Lighting Lumunaire (Dimmed at 75% Circuit Watts) | Single Stage Dimming | 4100390000075 | 55
39 | iGuzzini Illuminazione (UK) Ltd | LED Street Lights |  | Archilede 39W Road Lighting Lumunaire | Non Dimmed | 4100390000100 | 55
39 | Indal WRTL Exterior Lighting Ltd | LED Street Lights | White High Power LED System | Stela Wide 32 LED 39W Cree XPG 350mA, Cool White Road Lighting Luminaire | Non Dimmed | 4100390001100 | 41
39 | Thorn Lighting | LED Street Lights |  | CLAN C LED 39W : LED urban luminaire - Dimmed 55% Circuit Watts | Single Stage Dimming | 4100390002055 | 42
39 | Thorn Lighting | LED Street Lights |  | CLAN C LED 39W : LED urban luminaire | Non Dimmed | 4100390002100 | 42
39 | Thorn Lighting | LED Street Lights |  | CLAN O LED 39W : LED urban luminaire - Dimmed 55% Circuit Watts | Single Stage Dimming | 4100390003055 | 42
39 | Thorn Lighting | LED Street Lights |  | CLAN O LED 39W : LED urban luminaire | Non Dimmed | 4100390003100 | 42
39 | Thorn Lighting | LED Street Lights |  | DYANA LED 39W : LED urban luminaire - Dimmed 55% Circuit Watts | Single Stage Dimming | 4100390004055 | 42
39 | Thorn Lighting | LED Street Lights |  | DYANA LED 39W : LED urban luminaire | Non Dimmed | 4100390004100 | 42
39 | GE | LED Street Lights |  | R250 Single ASY3/39 (44% dimmed circuit watts) | Single Stage Dimming | 4100390005044 | 41
39 | GE | LED Street Lights |  | R250 Single ASY3/39 (100% full circuit power) | Non Dimmed | 4100390005100 | 41
39 | Holophane Europe ltd | LED Street Lights |  | Factor 30 leds 150W | Non Dimmed | 4100390006100 | 39
39 | Thorn-Europhane | LED Street Lights |  | StreetLED 350x36LED - Oxane 39W/Isaro LED 39W | Non Dimmed | 4100390007100 | 44
39 | CU Phosco Lighting | LED Street Lights |  | P851-4 B 800mA 39W CLO | Non Dimmed | 4100390008100 | 39
39 | CU Phosco Lighting | LED Street Lights |  | P851-6 B 500mA 39W | Non Dimmed | 4100390009100 | 39
39 | CU Phosco Lighting | LED Street Lights |  | P567A LED 6 500mA 39W V2 | Non Dimmed | 4100390010100 | 39
39 | CU Phosco Lighting | LED Street Lights |  | P852 A 1000mA TRIDONIC 39W | Non Dimmed | 4100390011100 | 39
39 | CU Phosco Lighting | LED Street Lights |  | P852-12-***-NW-*0950-39W-CLO-PHSB1 | Non Dimmed | 4100390012100 | 39
39 | GE Hungary Kft | LED Street Lights |  | NA/1/AWC/39/40/D/ST/C2/N/1/60/R9007 | Non Dimmed | 4100390013100 | 37
39 | GE Hungary Kft | LED Street Lights |  | NA/1/AWC/39/40/S/ST/C2/N/1/60/R9007 | Non Dimmed | 4100390014100 | 38
39 | Designplan Lighting | LED Street Lights |  | TLSP/4000NW/C49 | Non Dimmed | 4100390015100 | 40
39 | CU Phosco Lighting | LED Street Lights |  | P852-12-***-NW-*900-PHSB1 | Non Dimmed | 4100390016100 | 39
39 | Urbis Schréder | LED Street Lights |  | 24 LED LF2 540mA Module DD1 CLO (54% Dimmed Circuit Watts) | Single Stage Dimming | 4100390017054 | 39
39 | Urbis Schréder | LED Street Lights |  | 24 LED LF2 540mA Module DD1 CLO (77% Dimmed Circuit Watts) | Single Stage Dimming | 4100390017077 | 39
39 | Urbis Schréder | LED Street Lights |  | 24 LED LF2 540mA Module DD1 CLO | Non Dimmed | 4100390017100 | 39
39 | Urbis Schréder | LED Street Lights |  | 24 LED LF2 540mA Module ADP1 CLO (54% Dimmed Circuit Watts) | Single Stage Dimming | 4100390018054 | 39
39 | Urbis Schréder | LED Street Lights |  | 24 LED LF2 540mA Module ADP1 CLO (77% Dimmed Circuit Watts) | Single Stage Dimming | 4100390018077 | 39
39 | Urbis Schréder | LED Street Lights |  | 24 LED LF2 540mA Module ADP1 CLO | Non Dimmed | 4100390018100 | 39
39 | CREE Lighting | LED Street Lights |  | XSPR series, B - Driver, DY2 (49% Dimmed Circuit Watts) | Single Stage Dimming | 4100390019049 | 39
39 | CREE Lighting | LED Street Lights |  | XSPR series, B - Driver, DY2 | Non Dimmed | 4100390019100 | 39
39 | OrangeTek | LED Street Lights |  | Voyager 24 PP 500mA | Non Dimmed | 4100390020100 | 39
39 | OrangeTek | LED Street Lights |  | Arialed Mini 20, 600mA, PP | Non Dimmed | 4100390021100 | 39
39 | Lite-On Technology Corporation | LED Street Lights |  | PA1-40H-530_BOL CLO (54%) | Non Dimmed | 4100390022100 | 39
39 | Thorn Lighting | LED Street Lights |  | Thorn LED Module 39W | Non Dimmed | 4100390998100 | 39
39 | Philips WRTL | LED Street Lights |  | Mini Luma M1A Cool White 6.2KLm, Luma 1A Cool White 6KLm, Neutral White 5.6KLm, Neutral White 5.8KLm Constant Flux | Non Dimmed | 4100390999100 | 39
39 | CU Phosco Lighting | LED Street Lights | MLSD-Approved | P852 A 1000mA TRIDONIC 39W | Non Dimmed | 4100396011100 | 39
40 | Advanced LEDS Ltd | LED Street Lights |  | 40 Watt Marlin 1000 Luminaire | Non Dimmed | 4100400000100 | 41
40 | Urbis Schréder | LED Street Lights |  | 32 LED Module | Non Dimmed | 4100400001100 | 40
40 | Philips Lighting | LED Street Lights |  | LEDGine 16 LED Economy Line (Cool White 5600k) | Non Dimmed | 4100400002100 | 40
40 | D.S International Limited | LED Street Lights |  | AXION HB-081-40W | Non Dimmed | 4100400004100 | 42
40 | Urbis Schréder | LED Street Lights |  | 24 LED LF 500mA Module V2 (56%) | Single Stage Dimming | 4100400005056 | 40
40 | Urbis Schréder | LED Street Lights |  | 24 LED LF 500mA Module V2 (73%) | Single Stage Dimming | 4100400005073 | 40
40 | Urbis Schréder | LED Street Lights |  | 24 LED LF 500mA Module V2 | Non Dimmed | 4100400005100 | 40
40 | ELTA-R Chenkin and Sie | LED Street Lights |  | SM 40 | Non Dimmed | 4100400006100 | 42
40 | ELTA-R Chenkin and Sie | LED Street Lights |  | SM 40D (52% dimmed circuit watts) | Single Stage Dimming | 4100400007052 | 42
40 | ELTA-R Chenkin and Sie | LED Street Lights |  | SM 40D | Non Dimmed | 4100400007100 | 42
40 | ELTA-R Chenkin and Sie | LED Street Lights |  | SM 40DF (53% dimmed) | Single Stage Dimming | 4100400008053 | 43
40 | ELTA-R Chenkin and Sie | LED Street Lights |  | SM 40DF | Non Dimmed | 4100400008100 | 43
40 | ELTA-R Chenkin and Sie | LED Street Lights |  | SM 40F | Non Dimmed | 4100400009100 | 43
40 | CU Phosco Lighting | LED Street Lights |  | P851-4 B 750mA 40W | Non Dimmed | 4100400010100 | 40
40 | CU Phosco Lighting | LED Street Lights |  | P851-8 B 400mA 40W CLO | Non Dimmed | 4100400011100 | 40
40 | CU Phosco Lighting | LED Street Lights |  | P851-6 B 550mA 40W CLO | Non Dimmed | 4100400012100 | 40
40 | CU Phosco Lighting | LED Street Lights |  | P567A LED 6 550mA 40W V2 CLO | Non Dimmed | 4100400013100 | 40
40 | Harvard Engineering | LED Street Lights |  | CLP2-350-240-B-WM | Non Dimmed | 4100400014100 | 40
40 | Electrical Express | LED Street Lights |  | KnightStar 40 | Non Dimmed | 4100400015100 | 41
40 | SolTex Global Ltd | LED Street Lights |  | 40W YZLD (39% dimmed circuit watts) | Single Stage Dimming | 4100400016039 | 41
40 | SolTex Global Ltd | LED Street Lights |  | 40W YZLD (59% dimmed circuit watts) | Single Stage Dimming | 4100400016059 | 41
40 | SolTex Global Ltd | LED Street Lights |  | 40W YZLD (78% dimmed circuit watts) | Single Stage Dimming | 4100400016078 | 41
40 | SolTex Global Ltd | LED Street Lights |  | 40W YZLD | Non Dimmed | 4100400016100 | 41
40 | GE Hungary Kft | LED Street Lights |  | OD L/1/F/C/40/40/D/ST/C1/N/P60/R7035 (55% Dimmed Circuit Watts) | Single Stage Dimming | 4100400017055 | 40
40 | GE Hungary Kft | LED Street Lights |  | OD L/1/F/C/40/40/D/ST/C1/N/P60/R7035 | Non Dimmed | 4100400017100 | 40
40 | GE Hungary Kft | LED Street Lights |  | OD L/2/F/C/40/40/D/ST/C1/N/P60/R7035 (55% Dimmed Circuit Watts) | Single Stage Dimming | 4100400018055 | 40
40 | GE Hungary Kft | LED Street Lights |  | OD L/2/F/C/40/40/D/ST/C1/N/P60/R7035 | Non Dimmed | 4100400018100 | 40
40 | Thorn Lighting | LED Street Lights |  | R-PEC LED Module, 36 LED's @380mA-CLO, R2L2 S 36L38-CLO (68% Dimmed Circuit Watts) | Single Stage Dimming | 4100400019068 | 40
40 | Thorn Lighting | LED Street Lights |  | R-PEC LED Module, 36 LED's @380mA-CLO R2L2 S 36L38-CLO | Non Dimmed | 4100400019100 | 40
40 | ASD Lighting | LED Street Lights |  | HIGHWAY CRYSTAL 24 LED 500mA (53% Dimmed Circuit Watts) | Single Stage Dimming | 4100400021053 | 40
40 | ASD Lighting | LED Street Lights |  | HIGHWAY CRYSTAL 24 LED 500mA | Non Dimmed | 4100400021100 | 40
40 | CU Phosco Lighting | LED Street Lights |  | P851-12-*-***-NW-*0250-PHSB3 | Non Dimmed | 4100400022100 | 40
40 | NVC Lighting | LED Street Lights |  | NBF40/LED/740, NBD40/LED/740, NRO40/LED/740, NDO40/LED/740, NPU40/LED/740, NAG40/LED/740, NRY40/LED/740 | Non Dimmed | 4100400023100 | 40
40 | LED Eco Lights Ltd | LED Street Lights |  | E40G36402 | Non Dimmed | 4100400024100 | 38
40 | ASD Lighting | LED Street Lights |  | HIGHWAY DIAMOND 24 LED 500mA 50% O/P (53% Dimmed Circuit Watts) | Single Stage Dimming | 4100400025053 | 40
40 | ASD Lighting | LED Street Lights |  | HIGHWAY DIAMOND 24 LED 500mA | Non Dimmed | 4100400025100 | 40
40 | Maxgreenled UK Ltd | LED Street Lights |  | MG-Heritage-40W-3000K | Non Dimmed | 4100400026100 | 41
40 | INDO Lighting LTD | LED Street Lights |  | 40W Direct Drive LED Module | Non Dimmed | 4100400027100 | 38
40 | INDO Lighting LTD | LED Street Lights |  | 40W LED Module & Driver (50% Dimmed Circuit Watts) | Single Stage Dimming | 4100400028050 | 38
40 | INDO Lighting LTD | LED Street Lights |  | 40W LED Module & Driver (61% Dimmed Circuit Watts) | Single Stage Dimming | 4100400028061 | 38
40 | INDO Lighting LTD | LED Street Lights |  | 40W LED Module & Driver (71% Dimmed Circuit Watts) | Single Stage Dimming | 4100400028071 | 38
40 | INDO Lighting LTD | LED Street Lights |  | 40W LED Module & Driver (82% Dimmed Circuit Watts) | Single Stage Dimming | 4100400028082 | 38
40 | INDO Lighting LTD | LED Street Lights |  | 40W LED Module & Driver (92% Dimmed Circuit Watts) | Single Stage Dimming | 4100400028092 | 38
40 | INDO Lighting LTD | LED Street Lights |  | 40W LED Module & Driver | Non Dimmed | 4100400028100 | 38
40 | NVC Lighting | LED Street Lights |  | NBF40/LED/740, NRY40/LED/740, NBD40/LED/740, NRO40/LED/740, NDO40/LED/740, NPU40/LED/740 | Non Dimmed | 4100400029100 | 40
40 | Urbis Schréder | LED Street Lights |  | 16 LED 760mA DDP1 (50% Dimmed Circuit Watts) | Single Stage Dimming | 4100400030050 | 40
40 | GE Hungary Kft | LED Street Lights |  | OD L/3/F/B/40/40/D/ST/C1/N/S60/R7035 (54% Dimmed Circuit Watts) | Single Stage Dimming | 4100400030054 | 39
40 | GE Hungary Kft | LED Street Lights |  | OD L/3/F/B/40/40/D/ST/C1/N/S60/R7035 (72% Dimmed Circuit Watts) | Single Stage Dimming | 4100400030072 | 39
40 | Urbis Schréder | LED Street Lights |  | 16 LED 760mA DDP1 (75% Dimmed Circuit Watts) | Single Stage Dimming | 4100400030075 | 40
40 | GE Hungary Kft | LED Street Lights |  | OD L/3/F/B/40/40/D/ST/C1/N/S60/R7035 (77% Dimmed Circuit Watts) | Single Stage Dimming | 4100400030077 | 39
40 | Urbis Schréder | LED Street Lights |  | 16 LED 760mA DDP1 | Non Dimmed | 4100400030100 | 40
40 | GE Hungary Kft | LED Street Lights |  | ODYS/3/40 | Non Dimmed | 4100400030100 | 39
40 | Urbis Schréder | LED Street Lights |  | 16 LED 760mA DDP1 | Non Dimmed | 4100400030100 | 40
40 | GE Hungary Kft | LED Street Lights |  | ODYS/3/40 | Non Dimmed | 4100400030100 | 39
40 | Venture Lighting | LED Street Lights |  | ENG010 - 40W Westminster Engine, 4100lm, 3 LED, 740, PN | Non Dimmed | 4100400031100 | 41
40 | Zeta Group | LED Street Lights |  | Nano Street Light 40W | Non Dimmed | 4100400032100 | 40
40 | Thorn Lighting | LED Street Lights |  | Thorn LED Module 40W | Non Dimmed | 4100400998100 | 40
40 | Philips WRTL | LED Street Lights |  | Mini Luma M1A Neutral White 5.8KLm, Luma 1A Cool White 6.2 KLm Constant Flux | Non Dimmed | 4100400999100 | 40
40 | CU Phosco Lighting | LED Street Lights | MLSD-Approved | P851-8 B 400mA 40W CLO | Non Dimmed | 4100406000100 | 40
40 | Philips WRTL | LED Street Lights | MLSD-Approved | Mini Luma M1A Neutral White 5.8KLm, Luma 1A Cool White 6.2 KLm Constant Flux | Non Dimmed | 4100406999100 | 40
41 | Thorn Lighting | LED Street Lights |  | CELEST-LED 41W | Non Dimmed | 4100410000100 | 41
41 | DW Windsor Ltd | LED Street Lights | DWW LED Engine Twin Module | DWW LED Engine Twin Module | Non Dimmed | 4100410001100 | 41
41 | DW Windsor Ltd | LED Street Lights |  | Morano LED II - 2x500mA | Non Dimmed | 4100410002100 | 41
41 | Philips Lighting | LED Street Lights |  | Mini LED Platform 24 Led Eco Line Led Street 7 Driver | Non Dimmed | 4100410003100 | 40
41 | Philips Lighting | LED Street Lights |  | Fortimo LED 3000lm (3000K Warm White 730 and 4000K Neutral White 740) | Non Dimmed | 4100410004100 | 41
41 | CU Phosco Lighting | LED Street Lights |  | P567A LED 8 400mA 41W V2 | Non Dimmed | 4100410005100 | 41
41 | Low Energy Designs Ltd | LED Street Lights |  | SunBURST 4 | Non Dimmed | 4100410006100 | 45
41 | CU Phosco Lighting | LED Street Lights |  | P851-8 B 400mA 41W | Non Dimmed | 4100410007100 | 41
41 | LED Roadway Lighting | LED Street Lights |  | NXT-24 41W | Non Dimmed | 4100410008100 | 42
41 | CU Phosco Lighting | LED Street Lights |  | P852-12-***-NW-*1000-41W-CLO-PHSB1 | Non Dimmed | 4100410009100 | 41
41 | LED Roadway Lighting | LED Street Lights |  | NXT-24 41W CLO (54% Dimmed Circuit Watts) | Single Stage Dimming | 4100410010054 | 41
41 | LED Roadway Lighting | LED Street Lights |  | NXT-24 41W CLO (71% Dimmed Circuit Watts) | Single Stage Dimming | 4100410010071 | 41
41 | LED Roadway Lighting | LED Street Lights |  | NXT-24 41W CLO | Non Dimmed | 4100410010100 | 41
41 | Thorn Lighting | LED Street Lights |  | RPEC-Module 36L35 (50% Dimmed Circuit Watts) | Single Stage Dimming | 4100410011050 | 42
41 | Thorn Lighting | LED Street Lights |  | RPEC-Module 36L35 (81% Dimmed Circuit Watts) | Single Stage Dimming | 4100410011081 | 42
41 | Thorn Lighting | LED Street Lights |  | RPEC-Module 36L35 | Non Dimmed | 4100410011100 | 42
41 | CU Phosco Lighting | LED Street Lights |  | P852-12-***-NW-*950-PHSB1 | Non Dimmed | 4100410012100 | 41
41 | ASD Lighting | LED Street Lights |  | HIGHWAY DIAMOND 36 LED 350mA 50% O/P (54% Dimmed Circuit Watts) | Single Stage Dimming | 4100410013054 | 41
41 | ASD Lighting | LED Street Lights |  | HIGHWAY DIAMOND 36 LED 350mA | Non Dimmed | 4100410013100 | 41
41 | Thorn Lighting | LED Street Lights |  | Thorn LED Module 41W | Non Dimmed | 4100410014100 | 41
41 | Urbis Schréder | LED Street Lights |  | 24 LED 540mA DDP1 (54% Dimmed Circuit Watts) | Single Stage Dimming | 4100410015054 | 41
41 | Urbis Schréder | LED Street Lights |  | 24 LED 540mA DDP1 (76% Dimmed Circuit Watts) | Single Stage Dimming | 4100410015076 | 41
41 | Urbis Schréder | LED Street Lights |  | 24 LED 540mA DDP1 | Non Dimmed | 4100410015100 | 41
41 | Urbis Schréder | LED Street Lights |  | 24 LED 540mA DDP2 CLO (54% Dimmed Circuit Watts) | Single Stage Dimming | 4100410016054 | 41
41 | Urbis Schréder | LED Street Lights |  | 24 LED 540mA DDP2 CLO (76% Dimmed Circuit Watts) | Single Stage Dimming | 4100410016076 | 41
41 | Urbis Schréder | LED Street Lights |  | 24 LED 540mA DDP2 CLO | Non Dimmed | 4100410016100 | 41
41 | Lite-On Technology Corporation | LED Street Lights |  | PA2-80H-350_BOL CLO (45%) | Non Dimmed | 4100410017100 | 41
41 | Philips Lighting | LED Street Lights | BGP382 | Iridium Gen 3 Med GRN60 CLO 830, GRN65 740 | Non Dimmed | 4100410018100 | 41
41 | Thorn Lighting | LED Street Lights |  | Isaro/Oxane/Dyana 41W StreetLED Module, 36 LED's @350mA (76% Dimmed Circuit Watts) | Single Stage Dimming | 4100410998076 | 41
41 | Thorn Lighting | LED Street Lights |  | Isaro/Oxane/Dyana 41W StreetLED Module, 36 LED's @350mA | Non Dimmed | 4100410998100 | 41
41 | Philips WRTL | LED Street Lights |  | Mini Luma M1A Cool White 6.4KLm, Neutral White 6KLm, Luma 1A Neutral White 6KLm Constant Flux | Non Dimmed | 4100410999100 | 41
41 | Philips WRTL | LED Street Lights | MLSD-Approved | Mini Luma M1A Cool White 6.4KLm, Neutral White 6KLm, Luma 1A Neutral White 6KLm Constant Flux | Non Dimmed | 4100416999100 | 41
42 | Urbis Schréder | LED Street Lights |  | Remus - 32 LED Luminaire | Non Dimmed | 4100420000100 | 42
42 | Indal WRTL Exterior Lighting Ltd | LED Street Lights | White High Power LED System | Stela Wide 36 LED 42W Cree XPG 350mA, Cool White Road Lighting Luminaire | Non Dimmed | 4100420001100 | 43
42 | Indal WRTL Exterior Lighting Ltd | LED Street Lights |  | Stela Wide 36 LED 42W Cree XPG 350mA Cool White 1-10V Dimmable Road Lighting Lumminaire (Dimmed 74% Circuit Watts) | Single Stage Dimming | 4100420002074 | 43
42 | Indal WRTL Exterior Lighting Ltd | LED Street Lights |  | Stela Wide 36 LED 42W Cree XPG 350mA Cool White 1-10V Dimmable Road Lighting Lumminaire | Non Dimmed | 4100420002100 | 43
42 | GE | LED Street Lights |  | GE R250 - Modular Roadway R250 Single/ASY3/42/43 (43% Dimmed Circuit Watts) | Single Stage Dimming | 4100420003043 | 42
42 | GE | LED Street Lights |  | GE R250 - Modular Roadway R250 Single/ASY3/42/43 | Non Dimmed | 4100420003100 | 42
42 | CU Phosco Lighting | LED Street Lights |  | 18 LED 3 Panel System V3 | Non Dimmed | 4100420004100 | 42
42 | OrangeTek | LED Street Lights |  | ARIALED 40 | Non Dimmed | 4100420005100 | 41
42 | TRT Lighting | LED Street Lights |  | Aspect 2 42W (60% Dimmed Circuit Watts) | Single Stage Dimming | 4100420006060 | 42
42 | TRT Lighting | LED Street Lights |  | Aspect 2 42W | Non Dimmed | 4100420006100 | 42
42 | CU Phosco Lighting | LED Street Lights |  | P851-4 B 850mA 42W CLO | Non Dimmed | 4100420007100 | 42
42 | CU Phosco Lighting | LED Street Lights |  | P851-6 B 550mA 42W | Non Dimmed | 4100420008100 | 42
42 | CU Phosco Lighting | LED Street Lights |  | P567A LED 6 550mA 42W V2 | Non Dimmed | 4100420009100 | 42
42 | Philips Lighting | LED Street Lights | Clearway | Clearway BGP302 LED42S 740 CLO (50% dimmed circuit watts) | Single Stage Dimming | 4100420010050 | 42
42 | Philips Lighting | LED Street Lights | Clearway | Clearway BGP302 LED42S 740 CLO | Non Dimmed | 4100420010100 | 42
42 | Thorn Lighting | LED Street Lights |  | R-PEC LED Module, 24 LED's @500mA R2L2 S 24L50 (52% dimmed circuit watts) / R-PEC LED Module, 36 LED's @350mA R2L2 S 36L35 (52% dimmed circuit watts) | Single Stage Dimming | 4100420011052 | 42
42 | Thorn Lighting | LED Street Lights |  | R-PEC LED Module, 36 LED's @350mA R2L2 S 36L35 (79% dimmed circuit watts) | Single Stage Dimming | 4100420011079 | 42
42 | Thorn Lighting | LED Street Lights |  | R-PEC LED Module, 24 LED's @500mA R2L2 S 24L50 (81% dimmed circuit watts) | Single Stage Dimming | 4100420011081 | 42
42 | Thorn Lighting | LED Street Lights |  | R-PEC LED Module, 24 LED's @500mA R2L2 S 24L50 / R-PEC LED Module, 36 LED's @350mA R2L2 S 36L35 | Non Dimmed | 4100420011100 | 42
42 | GE Hungary Kft | LED Street Lights |  | OD L/2/F/C/42/40/A/ST/C1/N/P60/R7035 (52% Dimmed Circuit Watts) | Single Stage Dimming | 4100420012052 | 42
42 | GE Hungary Kft | LED Street Lights |  | OD L/2/F/C/42/40/A/ST/C1/N/P60/R7035 | Non Dimmed | 4100420012100 | 42
42 | Candela Light | LED Street Lights |  | Candela Light-Led Eng 1436 LED (29% Dimmed Circuit Watts) | Single Stage Dimming | 4100420013029 | 41
42 | Candela Light | LED Street Lights |  | Candela Light-Led Eng 1436 LED (54% Dimmed Circuit Watts) | Single Stage Dimming | 4100420013054 | 41
42 | Candela Light | LED Street Lights |  | Candela Light-Led Eng 1436 LED (76% Dimmed Circuit Watts) | Single Stage Dimming | 4100420013076 | 41
42 | Candela Light | LED Street Lights |  | Candela Light-Led Eng 1436 LED | Non Dimmed | 4100420013100 | 41
42 | LED Roadway Lighting | LED Street Lights |  | NXT-36 42W (69% dimmed circuit watts) | Single Stage Dimming | 4100420014069 | 42
42 | LED Roadway Lighting | LED Street Lights |  | NXT-36 42W | Non Dimmed | 4100420014100 | 42
42 | Philips Lighting | LED Street Lights |  | LEDGine 2.2 Jan 2013 Grn49 740 Neutral White, Grn52 657 Cool White | Non Dimmed | 4100420015100 | 42
42 | Thorn Lighting | LED Street Lights |  | Amenity 18LEDs, 18 LED's @700mA, Plurio 18L70, Avenue F2 18L70, Avenue D2 18L70 (76% Dimmed Circuit Watts) | Single Stage Dimming | 4100420016076 | 42
42 | Thorn Lighting | LED Street Lights |  | Amenity 18LEDs, 18 LED's @700mA Plurio 18L70, Avenue F2 18L70, Avenue D2 18L70 | Non Dimmed | 4100420016100 | 42
42 | Kingfisher Lighting/AEC Illuminazione | LED Street Lights |  | PIT1xyw4502e_bbv.c****** (525mA) (31% Dimmed Ciircuit Watts) | Single Stage Dimming | 4100420017031 | 42
42 | Kingfisher Lighting/AEC Illuminazione | LED Street Lights |  | PIT1xyw4502e_bbv.c****** (525mA) (52% Dimmed Ciircuit Watts) | Single Stage Dimming | 4100420017052 | 42
42 | Kingfisher Lighting/AEC Illuminazione | LED Street Lights |  | PIT1xyw4502e_bbv.c****** (525mA) (74% Dimmed Ciircuit Watts) | Single Stage Dimming | 4100420017074 | 42
42 | Kingfisher Lighting/AEC Illuminazione | LED Street Lights |  | PIT1xyw4502e_bbv.c****** (525mA) | Non Dimmed | 4100420017100 | 42
42 | CU Phosco Lighting | LED Street Lights |  | PXXX-9LED-740NW-400mA CLO | Non Dimmed | 4100420018100 | 45
42 | LED Roadway Lighting | LED Street Lights |  | NXT-36 42W CLO (54% Dimmed Circuit Watts) | Single Stage Dimming | 4100420019054 | 41
42 | LED Roadway Lighting | LED Street Lights |  | NXT-36 42W CLO (73% Dimmed Circuit Watts) | Single Stage Dimming | 4100420019073 | 41
42 | LED Roadway Lighting | LED Street Lights |  | NXT-36 42W CLO (76% Dimmed Circuit Watts) | Single Stage Dimming | 4100420019076 | 41
42 | LED Roadway Lighting | LED Street Lights |  | NXT-36 42W CLO | Non Dimmed | 4100420019100 | 41
42 | GE Hungary Kft | LED Street Lights |  | SLBT/1/F/B/42/40/D/ST/C1/N/S60/R7035 | Non Dimmed | 4100420020100 | 41
42 | CU Phosco Lighting | LED Street Lights |  | PXXX-9LED-740NW-350mA | Non Dimmed | 4100420021100 | 42
42 | Thorn Lighting | LED Street Lights |  | Thorn LED Module 42W | Non Dimmed | 4100420022100 | 42
42 | CU Phosco Lighting | LED Street Lights |  | P853-32-**-NW-*400mA | Non Dimmed | 4100420023100 | 42
42 | CREE Lighting | LED Street Lights |  | XSPR series, B - Driver, DY1 (52% Dimmed Circuit Watts) | Single Stage Dimming | 4100420024052 | 42
42 | CREE Lighting | LED Street Lights |  | XSPR series, B - Driver, DY1 | Non Dimmed | 4100420024100 | 42
42 | CREE Lighting | LED Street Lights |  | XSPR series, B - Driver, DY6 (76% Dimmed Circuit Watts) | Single Stage Dimming | 4100420025076 | 42
42 | CREE Lighting | LED Street Lights |  | XSPR series, B - Driver, DY6 | Non Dimmed | 4100420025100 | 42
42 | CREE Lighting | LED Street Lights |  | XSPR series, B - Driver, DY7 (38% Dimmed Circuit Watts) | Single Stage Dimming | 4100420026038 | 42
42 | CREE Lighting | LED Street Lights |  | XSPR series, B - Driver, DY7 | Non Dimmed | 4100420026100 | 42
42 | CREE Lighting | LED Street Lights |  | XSPR series, B - Driver, 975mA | Non Dimmed | 4100420027100 | 42
42 | OrangeTek | LED Street Lights |  | Voyager 18 PP 700mA | Non Dimmed | 4100420028100 | 42
42 | GE Hungary Kft | LED Street Lights |  | SLBT/2/42 (51% Dimmed Circuit Watts) | Single Stage Dimming | 4100420029051 | 41
42 | GE Hungary Kft | LED Street Lights |  | SLBT/2/42 (76% Dimmed Circuit Watts) | Single Stage Dimming | 4100420029076 | 41
42 | GE Hungary Kft | LED Street Lights |  | SLBT/2/42 | Non Dimmed | 4100420029100 | 41
42 | FiveP SPA | LED Street Lights |  | KALOS, LEVANTE SMALL, YPSILON 20LED 4000K/3000K 700mA | Non Dimmed | 4100420030100 | 45
42 | Vision Illumination | LED Street Lights |  | LKD 21LED 700mA Light Engine | Non Dimmed | 4100420031100 | 48
42 | TRT Lighting | LED Street Lights |  | Aspect Eco 2 42W | Non Dimmed | 4100420032100 | 37
42 | Philips WRTL | LED Street Lights |  | Mini Luma M1A Cool White 6.6KLm, Luma 1 Cool White 6.4 KLm, Neutral White 6.2KLm, Luma 2A Neutral White 6.2KLm 60LED Constant Flux Constant Flux | Non Dimmed | 4100420999100 | 42
42 | Philips WRTL | LED Street Lights | MLSD-Approved | Mini Luma M1A Cool White 6.6KLm, Luma 1 Cool White 6.4 KLm, Neutral White 6.2KLm, Luma 2A Neutral White 6.2KLm 60LED Constant Flux Constant Flux | Non Dimmed | 4100426999100 | 42
43 | LED Roadway Lighting | LED Street Lights |  | Satellite Series 43W Model S48M | Non Dimmed | 4100430000100 | 44
43 | LED Roadway Lighting | LED Street Lights |  | LED Streetlight Fixture (43 watts), Model S48S | Non Dimmed | 4100430001100 | 46
43 | ASD Lighting | LED Street Lights |  | Model HWL/BLED36 | Non Dimmed | 4100430002100 | 43
43 | LED Roadway Lighting | LED Street Lights |  | Satellite Series 43W CLO Dimming Model S48S (51 % Dimmed circuit watts) | Single Stage Dimming | 4100430003051 | 39
43 | LED Roadway Lighting | LED Street Lights |  | Satellite Series 43W CLO Dimming Model S48S (76 % Dimmed circuit watts) | Single Stage Dimming | 4100430003076 | 39
43 | LED Roadway Lighting | LED Street Lights |  | Satellite Series 43W CLO Dimming Model S48S | Non Dimmed | 4100430003100 | 39
43 | Philips Lighting | LED Street Lights |  | Selenium LED 7400 Lumens 4000K Neutral White BGP340 42S 640 | Non Dimmed | 4100430004100 | 43
43 | Selux | LED Street Lights |  | SX 921 20-9 (36% Circuit watts) | Single Stage Dimming | 4100430005036 | 41
43 | Selux | LED Street Lights |  | SX 921 20-9 (75% Circuit watts) | Single Stage Dimming | 4100430005075 | 41
43 | Selux | LED Street Lights |  | SX 921 20-9 (Full power) | Non Dimmed | 4100430005100 | 41
43 | CU Phosco Lighting | LED Street Lights |  | P851-12 B 300mA 43W CLO | Non Dimmed | 4100430006100 | 43
43 | CU Phosco Lighting | LED Street Lights |  | P851-4 B 800mA 43W | Non Dimmed | 4100430007100 | 43
43 | CU Phosco Lighting | LED Street Lights |  | P851-6 B 600mA 43W CLO | Non Dimmed | 4100430008100 | 43
43 | GE Hungary Kft | LED Street Lights |  | OK L/1/F/C/43/40/D/ST/C1/N/P60 (55% Dimmed Circuit Watts) | Single Stage Dimming | 4100430009055 | 42
43 | GE Hungary Kft | LED Street Lights |  | OK L/1/F/C/43/40/D/ST/C1/N/P60 | Non Dimmed | 4100430009100 | 42
43 | GE Hungary Kft | LED Street Lights |  | OD L/1/F/C/43/40/D/ST/C1/N/P60/R7035 (55% Dimmed Circuit Watts) | Single Stage Dimming | 4100430010055 | 42
43 | GE Hungary Kft | LED Street Lights |  | OD L/1/F/C/43/40/D/ST/C1/N/P60/R7035 | Non Dimmed | 4100430010100 | 42
43 | GE Hungary Kft | LED Street Lights |  | OD L/1/F/C/43/40/A/SP/C1/N/P60/R7035 (56% Dimmed Circuit Watts) | Single Stage Dimming | 4100430011056 | 43
43 | GE Hungary Kft | LED Street Lights |  | OD L/1/F/C/43/40/A/SP/C1/N/P60/R7035 | Non Dimmed | 4100430011100 | 43
43 | GE Hungary Kft | LED Street Lights |  | OD L/2/F/C/43/40/D/ST/C1/N/P60/R7035 (55% Dimmed Circuit Watts) | Single Stage Dimming | 4100430012055 | 42
43 | GE Hungary Kft | LED Street Lights |  | OD L/2/F/C/43/40/D/ST/C1/N/P60/R7035 | Non Dimmed | 4100430012100 | 42
43 | GE Hungary Kft | LED Street Lights |  | SP L/1/F/BX/43/40/A/ST/C1/P/S60 (55% Dimmed Circuit Watts) | Single Stage Dimming | 4100430013055 | 42
43 | GE Hungary Kft | LED Street Lights |  | SP L/1/F/BX/43/40/A/ST/C1/P/S60 | Non Dimmed | 4100430013100 | 42
43 | Kingfisher Lighting/AEC Illuminazione | LED Street Lights |  | PIT1xyz4702e_bbv.c****** (700mA) (31% Dimmed Circuit Watts) | Single Stage Dimming | 4100430014031 | 42
43 | Kingfisher Lighting/AEC Illuminazione | LED Street Lights |  | PIT1xyz4702e_bbv.c****** (700mA) (55% Dimmed Circuit Watts) | Single Stage Dimming | 4100430014055 | 42
43 | Kingfisher Lighting/AEC Illuminazione | LED Street Lights |  | PIT1xyz4702e_bbv.c****** (700mA) (76% Dimmed Circuit Watts) | Single Stage Dimming | 4100430014076 | 42
43 | Kingfisher Lighting/AEC Illuminazione | LED Street Lights |  | PIT1xyz4702e_bbv.c****** (700mA) | Non Dimmed | 4100430014100 | 42
43 | GE Hungary Kft | LED Street Lights |  | SLBT/1/F/B/43/40/D/ST/C1/N/S60/R7035 (51% Dimmed Circuit Watts) | Single Stage Dimming | 4100430015051 | 41
43 | GE Hungary Kft | LED Street Lights |  | SLBT/1/F/B/43/40/D/ST/C1/N/S60/R7035 (68% Dimmed Circuit Watts) | Single Stage Dimming | 4100430015068 | 41
43 | GE Hungary Kft | LED Street Lights |  | SLBT/1/F/B/43/40/D/ST/C1/N/S60/R7035 (76% Dimmed Circuit Watts) | Single Stage Dimming | 4100430015076 | 41
43 | GE Hungary Kft | LED Street Lights |  | SLBT/1/F/B/43/40/D/ST/C1/N/S60/R7035 | Non Dimmed | 4100430015100 | 41
43 | GE Hungary Kft | LED Street Lights |  | SLBT/1E/F/B/43/40/D/ST/C1/N/S60/R7035 | Non Dimmed | 4100430016100 | 43
43 | CU Phosco Lighting | LED Street Lights |  | P852-12-***-NW-*1000-PHSB1 | Non Dimmed | 4100430017100 | 43
43 | Carbon Reduction Technology Ltd | LED Street Lights |  | CRT-12 LED-1050mA | Non Dimmed | 4100430018100 | 43
43 | Urbis Schréder | LED Street Lights |  | 40 LED 350mA V6 CLO (56% Dimmed Circuit Watts) | Single Stage Dimming | 4100430019056 | 43
43 | Urbis Schréder | LED Street Lights |  | 40 LED 350mA V6 CLO (77% Dimmed Circuit Watts) | Single Stage Dimming | 4100430019077 | 43
43 | Urbis Schréder | LED Street Lights |  | 40 LED 350mA V6 CLO | Non Dimmed | 4100430019100 | 43
43 | GE Hungary Kft | LED Street Lights |  | OKAP/2/43 | Non Dimmed | 4100430020100 | 41
43 | OrangeTek | LED Street Lights |  | Arialed Mini 30, 450mA, PP | Non Dimmed | 4100430021100 | 43
43 | Lite-On Technology Corporation | LED Street Lights |  | PA1-40H-350_BOL CLO (90%) | Non Dimmed | 4100430022100 | 43
43 | Thorn Lighting | LED Street Lights |  | Thorn LED Module 43W | Non Dimmed | 4100430998100 | 43
43 | Philips WRTL | LED Street Lights |  | Mini Luma M1A Cool White 6.8KLm, Neutral White 6.2KLm, Luma 1 Cool White 6.6 KLm, Cool White 6.8 KLm, Neutral White 6.4KLm, Luma 2A Neutral White 6.4KLm 60LED Constant Flux | Non Dimmed | 4100430999100 | 43
43 | CU Phosco Lighting | LED Street Lights | MLSD-Approved | P851-12 B 300mA 43W CLO | Non Dimmed | 4100436006100 | 43
44 | Urbis Schréder | LED Street Lights |  | 32 LED HS Module | Non Dimmed | 4100440000100 | 44
44 | LED Roadway Lighting | LED Street Lights |  | Satellite Series 44W Model S24S | Non Dimmed | 4100440001100 | 41
44 | Indal WRTL Exterior Lighting Ltd | LED Street Lights | White High Power LED System | Luma 2, 60 LED & 5000 Lumen Package | Non Dimmed | 4100440002100 | 44
44 | Philips Lighting | LED Street Lights |  | LEDGine GRN49 Neutral White 4000K 740 | Non Dimmed | 4100440003100 | 44
44 | Philips Lighting | LED Street Lights |  | LEDGine GRN40 Warm White 3000k 830 | Non Dimmed | 4100440004100 | 44
44 | ASD Lighting | LED Street Lights |  | 36 LED Street and Flood Lighting | Non Dimmed | 4100440005100 | 45
44 | Philips Lighting | LED Street Lights |  | LEDGine GRN52 Cool White 5700K 657 | Non Dimmed | 4100440006100 | 44
44 | GE | LED Street Lights |  | OKAPI LED/CG/1/44/40/C1/NA60 (52% Dimmed Circuit Watts) | Single Stage Dimming | 4100440007052 | 44
44 | GE | LED Street Lights |  | OKAPI LED/CG/1/44/40/C1/NA60 | Non Dimmed | 4100440007100 | 44
44 | CU Phosco Lighting | LED Street Lights |  | P851-8 B 450mA 44W CLO | Non Dimmed | 4100440008100 | 44
44 | GE Hungary Kft | LED Street Lights |  | Odyssey LED FG/CX/44/57/DA/STD/C1/NC/PT60 (54% dimmed circuit watts) | Single Stage Dimming | 4100440009054 | 43
44 | GE Hungary Kft | LED Street Lights |  | Odyssey LED FG/CX/44/57/DA/STD/C1/NC/PT60 | Non Dimmed | 4100440009100 | 43
44 | GE Hungary Kft | LED Street Lights |  | Odyssey LED FG/CX/44/57/A/STD/C1/NC/PT60 (59% dimmed circuit watts) | Single Stage Dimming | 4100440010059 | 44
44 | GE Hungary Kft | LED Street Lights |  | Odyssey LED FG/CX/44/57/A/STD/C1/NC/PT60 | Non Dimmed | 4100440010100 | 44
44 | CU Phosco Lighting | LED Street Lights |  | P851-4 B 900mA 44W CLO | Non Dimmed | 4100440011100 | 44
44 | LED Roadway Lighting | LED Street Lights |  | Satellite Series 44W CLO Dimming Model S24S (51% dimmed circuit watts) | Single Stage Dimming | 4100440012051 | 39
44 | LED Roadway Lighting | LED Street Lights |  | Satellite Series 44W CLO Dimming Model S24S (74% dimmed circuit watts) | Single Stage Dimming | 4100440012074 | 39
44 | LED Roadway Lighting | LED Street Lights |  | Satellite Series 44W CLO Dimming Model S24S | Non Dimmed | 4100440012100 | 39
44 | OrangeTek | LED Street Lights |  | ARIALED 40 350mA (52% dimmed circuit watts) | Single Stage Dimming | 4100440013052 | 44
44 | OrangeTek | LED Street Lights |  | ARIALED 40 350mA (70% dimmed circuit watts) | Single Stage Dimming | 4100440013070 | 44
44 | OrangeTek | LED Street Lights |  | ARIALED 40 350mA | Non Dimmed | 4100440013100 | 44
44 | Ark Lighting | LED Street Lights |  | LinearLED-108H | Non Dimmed | 4100440014100 | 45
44 | TRT Lighting | LED Street Lights |  | Aspect 2 44W CLO | Non Dimmed | 4100440015100 | 44
44 | ASD Lighting | LED Street Lights |  | 40 LED FITTING HWC/B47LED4035-S1 | Non Dimmed | 4100440016100 | 44
44 | CU Phosco Lighting | LED Street Lights |  | P567A LED 6 600mA 44W V2 CLO | Non Dimmed | 4100440017100 | 44
44 | Thorn Lighting | LED Street Lights |  | R-PEC LED Module, 36 LED's @380mA R2L2 S 36L38 (55% Dimmed Circuit Watts) | Single Stage Dimming | 4100440018055 | 44
44 | Thorn Lighting | LED Street Lights |  | R-PEC LED Module, 36 LED's @380mA R2L2 S 36L38 (70% Dimmed Circuit Watts) | Single Stage Dimming | 4100440018070 | 44
44 | Thorn Lighting | LED Street Lights |  | R-PEC LED Module, 36 LED's @380mA R2L2 S 36L38 (82% Dimmed Circuit Watts) | Single Stage Dimming | 4100440018082 | 44
44 | Thorn Lighting | LED Street Lights |  | R-PEC LED Module, 36 LED's @380mA R2L2 S 36L38 | Non Dimmed | 4100440018100 | 44
44 | Lite-On Technology Corporation | LED Street Lights |  | PA1-40H-MV-NW-N2-GY-350-PCR5-DALI (30% Dimmed Circuit Watts) | Single Stage Dimming | 4100440019030 | 44
44 | Lite-On Technology Corporation | LED Street Lights |  | PA1-40H-MV-NW-N2-GY-350-PCR5-DALI (55% Dimmed Circuit Watts) | Single Stage Dimming | 4100440019055 | 44
44 | Lite-On Technology Corporation | LED Street Lights |  | PA1-40H-MV-NW-N2-GY-350-PCR5-DALI (75% Dimmed Circuit Watts) | Single Stage Dimming | 4100440019075 | 44
44 | Lite-On Technology Corporation | LED Street Lights |  | PA1-40H-MV-NW-N2-GY-350-PCR5-DALI | Non Dimmed | 4100440019100 | 44
44 | GE Hungary Kft | LED Street Lights |  | SP L/2/F/B/44/40/D/ST/C1/P/S50 | Non Dimmed | 4100440020100 | 43
44 | Lite-On Technology Corporation | LED Street Lights |  | PA1-40H-350 (38% Dimmed Circuit Watts) | Single Stage Dimming | 4100440021038 | 45
44 | Lite-On Technology Corporation | LED Street Lights |  | PA1-40H-350 (40% Dimmed Circuit Watts) | Single Stage Dimming | 4100440021040 | 45
44 | Lite-On Technology Corporation | LED Street Lights |  | PA1-40H-350 (44% Dimmed Circuit Watts) | Single Stage Dimming | 4100440021044 | 45
44 | Lite-On Technology Corporation | LED Street Lights |  | PA1-40H-350 (49% Dimmed Circuit Watts) | Single Stage Dimming | 4100440021049 | 45
44 | Lite-On Technology Corporation | LED Street Lights |  | PA1-40H-350 (56% Dimmed Circuit Watts) | Single Stage Dimming | 4100440021056 | 45
44 | Lite-On Technology Corporation | LED Street Lights |  | PA1-40H-350 (60% Dimmed Circuit Watts) | Single Stage Dimming | 4100440021060 | 45
44 | Lite-On Technology Corporation | LED Street Lights |  | PA1-40H-350 (64% Dimmed Circuit Watts) | Single Stage Dimming | 4100440021064 | 45
44 | Lite-On Technology Corporation | LED Street Lights |  | PA1-40H-350 (69% Dimmed Circuit Watts) | Single Stage Dimming | 4100440021069 | 45
44 | Lite-On Technology Corporation | LED Street Lights |  | PA1-40H-350 (71% Dimmed Circuit Watts) | Single Stage Dimming | 4100440021071 | 45
44 | Lite-On Technology Corporation | LED Street Lights |  | PA1-40H-350 (73% Dimmed Circuit Watts) | Single Stage Dimming | 4100440021073 | 45
44 | Lite-On Technology Corporation | LED Street Lights |  | PA1-40H-350 (76% Dimmed Circuit Watts) | Single Stage Dimming | 4100440021076 | 45
44 | Lite-On Technology Corporation | LED Street Lights |  | PA1-40H-350 (80% Dimmed Circuit Watts) | Single Stage Dimming | 4100440021080 | 45
44 | Lite-On Technology Corporation | LED Street Lights |  | PA1-40H-350 (91% Dimmed Circuit Watts) | Single Stage Dimming | 4100440021091 | 45
44 | Lite-On Technology Corporation | LED Street Lights |  | PA1-40H-350 | Non Dimmed | 4100440021100 | 45
44 | Lite-On Technology Corporation | LED Street Lights |  | PA2-60H-350_BOL CLO (63%) | Non Dimmed | 4100440022100 | 44
44 | Thorn Lighting | LED Street Lights |  | Thorn LED Module 44W | Non Dimmed | 4100440998100 | 44
44 | Philips WRTL | LED Street Lights |  | Mini Luma M1A Neutral White 6.4KLm, Luma 1 Cool White 7KLm, Luma 2A Neutral White 6.4KLm 60LED Constant Flux | Non Dimmed | 4100440999100 | 44
44 | CU Phosco Lighting | LED Street Lights | MLSD-Approved | P851-8 B 450mA 44W CLO | Non Dimmed | 4100446000100 | 44
44 | Philips WRTL | LED Street Lights | MLSD-Approved | Mini Luma M1A Neutral White 6.4KLm, Luma 1 Cool White 7KLm, Luma 2A Neutral White 6.4KLm 60LED Constant Flux | Non Dimmed | 4100446999100 | 44
45 | Advanced LEDS Ltd | LED Street Lights |  | 45 Watt Marlin 1000 Luminaire | Non Dimmed | 4100450000100 | 47
45 | Thorn Lighting | LED Street Lights |  | PlurioLED 45W ( Dimmed 51% of Circuit Watts) | Single Stage Dimming | 4100450001051 | 41
45 | Thorn Lighting | LED Street Lights |  | PlurioLED 45W | Non Dimmed | 4100450001100 | 41
45 | Thorn-Europhane | LED Street Lights |  | Avenue F2 LED 45W | Non Dimmed | 4100450002100 | 41
45 | DW Windsor Ltd | LED Street Lights | 1X 'Twin' 1 X 'Single' | DWW LED Engine Triple Module - 350mA | Non Dimmed | 4100450004100 | 45
45 | Urbis Schréder | LED Street Lights |  | 40 LED LF 350mA Module V2 (52% Dimmed Circuit Watts) | Single Stage Dimming | 4100450005052 | 45
45 | Urbis Schréder | LED Street Lights |  | 40 LED LF 350mA Module V2 (67% dimmed circuit watts) | Single Stage Dimming | 4100450005067 | 45
45 | Urbis Schréder | LED Street Lights |  | 40 LED LF Module V2 (dimmed 76%) | Single Stage Dimming | 4100450005076 | 45
45 | Urbis Schréder | LED Street Lights |  | 40 LED LF 350mA Module V2 | Non Dimmed | 4100450005100 | 45
45 | THORN-Europhane | LED Street Lights |  | Olsys1 45W | Non Dimmed | 4100450006100 | 46
45 | OrangeTek | LED Street Lights |  | ARIALED 40Xi (53% dimmed circuit watts) | Single Stage Dimming | 4100450007053 | 45
45 | OrangeTek | LED Street Lights |  | ARIALED 40Xi (73% dimmed circuit watts) | Single Stage Dimming | 4100450007073 | 45
45 | OrangeTek | LED Street Lights |  | ARIALED 40Xi | Non Dimmed | 4100450007100 | 45
45 | CU Phosco Lighting | LED Street Lights |  | P851-12 B 300mA 45W | Non Dimmed | 4100450008100 | 45
45 | CU Phosco Lighting | LED Street Lights |  | P851-4 B 850mA 45W | Non Dimmed | 4100450009100 | 45
45 | Easy Energy Solution Ltd | LED Street Lights |  | Hermin SL45 | Non Dimmed | 4100450010100 | 44
45 | Thorn Lighting | LED Street Lights |  | R-PEC LED Module, 12 LED's @1050mA R2L2 S 12L105 (53% dimmed circuit watts) | Single Stage Dimming | 4100450011053 | 45
45 | Thorn Lighting | LED Street Lights |  | R-PEC LED Module, 12 LED's @1050mA R2L2 S 12L105 | Non Dimmed | 4100450011100 | 45
45 | Advanced LEDS Ltd | LED Street Lights |  | CLIPPER 45W HA6 | Non Dimmed | 4100450012100 | 46
45 | Advanced LEDs Ltd | LED Street Lights | LED Modules | 45-2-6-CXL2-L3C-100-R11 (50% Dimmed Circuit Watts) | Single Stage Dimming | 4100450013050 | 44
45 | Advanced LEDs Ltd | LED Street Lights | LED Modules | 45-2-6-CXL2-L3C-100-R11 (75% Dimmed Circuit Watts) | Single Stage Dimming | 4100450013075 | 44
45 | Advanced LEDs Ltd | LED Street Lights | LED Modules | 45-2-6-CXL2-L3C-100-R11 | Non Dimmed | 4100450013100 | 44
45 | Vision Illumination | LED Street Lights |  | ZD316 – LPX36-45W | Non Dimmed | 4100450014100 | 46
45 | LED Evolution Ltd | LED Street Lights |  | SL 45 | Non Dimmed | 4100450015100 | 46
45 | CU Phosco Lighting | LED Street Lights |  | P851-12-*-***-NW-*0300-CLO-PHSB3 | Non Dimmed | 4100450016100 | 45
45 | CU Phosco Lighting | LED Street Lights |  | P510-2X9LED-740NW-200mA-CLO | Non Dimmed | 4100450017100 | 45
45 | ASD Lighting | LED Street Lights |  | HIGHWAY DIAMOND 40 LED 350mA 50% O/P (53% Dimmed Circuit Watts) | Single Stage Dimming | 4100450018053 | 45
45 | ASD Lighting | LED Street Lights |  | HIGHWAY DIAMOND 40 LED 350mA | Non Dimmed | 4100450018100 | 45
45 | Urbis Schréder | LED Street Lights |  | 40 LED LF2 370mA Module DDP1 CLO (53% Dimmed Circuit Watts) | Single Stage Dimming | 4100450019053 | 45
45 | Urbis Schréder | LED Street Lights |  | 40 LED LF2 370mA Module DDP1 CLO (76% Dimmed Circuit Watts) | Single Stage Dimming | 4100450019076 | 45
45 | Urbis Schréder | LED Street Lights |  | 40 LED LF2 370mA Module DDP1 CLO | Non Dimmed | 4100450019100 | 45
45 | GE Hungary Kft | LED Street Lights |  | SP L/2/F/B/45/40/D/ST/C1/P/P76 | Non Dimmed | 4100450020100 | 44
45 | Holophane Europe ltd | LED Street Lights |  | VMX.V1 (D334) 16 LED Street Lighting Luminaire (1000mA) CLO (70%) (53% Dimmed Circuit Watts - 50% Dimmed Drive Current) | Single Stage Dimming | 4100450021053 | 45
45 | Holophane Europe ltd | LED Street Lights |  | VMX.V1 (D334) 16 LED Street Lighting Luminaire (1000mA) CLO (70%) (62% Dimmed Circuit Watts - 60% Dimmed Drive Current) | Single Stage Dimming | 4100450021062 | 45
45 | Holophane Europe ltd | LED Street Lights |  | VMX.V1 (D334) 16 LED Street Lighting Luminaire (1000mA) CLO (70%) (71% Dimmed Circuit Watts - 70% Dimmed Drive Current) | Single Stage Dimming | 4100450021071 | 45
45 | Holophane Europe ltd | LED Street Lights |  | VMX.V1 (D334) 16 LED Street Lighting Luminaire (1000mA) CLO (70%) | Non Dimmed | 4100450021100 | 45
45 | CREE Lighting | LED Street Lights |  | XSPC series, H - Driver, DY4 (60% Dimmed Circuit Watts) | Single Stage Dimming | 4100450022060 | 45
45 | CREE Lighting | LED Street Lights |  | XSPC series, H - Driver, DY4 | Non Dimmed | 4100450022100 | 45
45 | Lite-On Technology Corporation | LED Street Lights |  | PA1-20H-700 (36% Dimmed Circuit Watts) | Single Stage Dimming | 4100450023036 | 47
45 | Lite-On Technology Corporation | LED Street Lights |  | PA1-20H-700 (40% Dimmed Circuit Watts) | Single Stage Dimming | 4100450023040 | 47
45 | Lite-On Technology Corporation | LED Street Lights |  | PA1-20H-700 (45% Dimmed Circuit Watts) | Single Stage Dimming | 4100450023045 | 47
45 | Lite-On Technology Corporation | LED Street Lights |  | PA1-20H-700 (49% Dimmed Circuit Watts) | Single Stage Dimming | 4100450023049 | 47
45 | Lite-On Technology Corporation | LED Street Lights |  | PA1-20H-700 (53% Dimmed Circuit Watts) | Single Stage Dimming | 4100450023053 | 47
45 | Lite-On Technology Corporation | LED Street Lights |  | PA1-20H-700 (60% Dimmed Circuit Watts) | Single Stage Dimming | 4100450023060 | 47
45 | Lite-On Technology Corporation | LED Street Lights |  | PA1-20H-700 (64% Dimmed Circuit Watts) | Single Stage Dimming | 4100450023064 | 47
45 | Lite-On Technology Corporation | LED Street Lights |  | PA1-20H-700 (68% Dimmed Circuit Watts) | Single Stage Dimming | 4100450023068 | 47
45 | Lite-On Technology Corporation | LED Street Lights |  | PA1-20H-700 (70% Dimmed Circuit Watts) | Single Stage Dimming | 4100450023070 | 47
45 | Lite-On Technology Corporation | LED Street Lights |  | PA1-20H-700 (72% Dimmed Circuit Watts) | Single Stage Dimming | 4100450023072 | 47
45 | Lite-On Technology Corporation | LED Street Lights |  | PA1-20H-700 (74% Dimmed Circuit Watts) | Single Stage Dimming | 4100450023074 | 47
45 | Lite-On Technology Corporation | LED Street Lights |  | PA1-20H-700 (79% Dimmed Circuit Watts) | Single Stage Dimming | 4100450023079 | 47
45 | Lite-On Technology Corporation | LED Street Lights |  | PA1-20H-700 (89% Dimmed Circuit Watts) | Single Stage Dimming | 4100450023089 | 47
45 | Lite-On Technology Corporation | LED Street Lights |  | PA1-20H-700 | Non Dimmed | 4100450023100 | 47
45 | Lite-On Technology Corporation | LED Street Lights |  | PA1-20H-700_BOL CLO (90%) | Non Dimmed | 4100450024100 | 45
45 | Lite-On Technology Corporation | LED Street Lights |  | PA1-40H-530_BOL CLO (63%) | Non Dimmed | 4100450025100 | 45
45 | CREE Lighting | LED Street Lights |  | XSPC series, H - Driver, G3 (49% Dimmed Circuit Watts) | Single Stage Dimming | 4100450026049 | 45
45 | CREE Lighting | LED Street Lights |  | XSPC series, H - Driver, G3 | Non Dimmed | 4100450026100 | 45
45 | Vision Illumination | LED Street Lights |  | LKD 45LED 350mA Light Engine | Non Dimmed | 4100450027100 | 49
45 | Philips WRTL | LED Street Lights |  | Luma 1A Cool White 7.2KLm, Luma 2A Neutral White 6.6KLm 60 LED Constant Flux | Non Dimmed | 4100450999100 | 45
45 | Advanced LEDS Ltd | LED Street Lights | MLSD-Approved | CLIPPER 45W HA6 | Non Dimmed | 4100456000100 | 46
45 | CU Phosco Lighting | LED Street Lights | MLSD-Approved | P851-12 B 300mA 45W | Non Dimmed | 4100456008100 | 45
45 | Philips WRTL | LED Street Lights | MLSD-Approved | Luma 1A Cool White 7.2KLm, Luma 2A Neutral White 6.6KLm 60 LED Constant Flux | Non Dimmed | 4100456999100 | 45
46 | Urbis Schréder | LED Street Lights |  | 34 LED HS Module | Non Dimmed | 4100460000100 | 46
46 | Indal WRTL Exterior Lighting Ltd | LED Street Lights |  | Stela Wide 40 LED 46W Cree XPG 350mA Cool White 1-10V Dimmable Road Lighting Lumminaire (Dimmed 74% Circuit watts) | Single Stage Dimming | 4100460001074 | 47
46 | Indal WRTL Exterior Lighting Ltd | LED Street Lights |  | Stela Wide 40 LED 46W Cree XPG 350mA Cool White 1-10V Dimmable Road Lighting Lumminaire | Non Dimmed | 4100460001100 | 47
46 | Indal WRTL Exterior Lighting Ltd | LED Street Lights | White High Power LED System | Luma 2, 60 LED & 6000 Lumen Package | Non Dimmed | 4100460002100 | 46
46 | CU Phosco Lighting | LED Street Lights |  | P567A LED 8 450mA 46W V2 | Non Dimmed | 4100460003100 | 46
46 | Low Carbon Lighting Limited | LED Street Lights |  | LuxOn 47W | Non Dimmed | 4100460004100 | 45
46 | CU Phosco Lighting | LED Street Lights |  | P851-8 B 450mA 46W | Non Dimmed | 4100460005100 | 46
46 | CU Phosco Lighting | LED Street Lights |  | P851-6 B 650mA 46W CLO | Non Dimmed | 4100460006100 | 46
46 | CU Phosco Lighting | LED Street Lights |  | P851-6 B 600mA 46W | Non Dimmed | 4100460007100 | 46
46 | CU Phosco Lighting | LED Street Lights |  | P567A LED 6 600mA 46W V2 | Non Dimmed | 4100460008100 | 46
46 | Ark Lighting | LED Street Lights |  | ModuLED-LR1/1000 | Non Dimmed | 4100460009100 | 47
46 | GE Hungary Kft | LED Street Lights |  | SP L/1/F/BX/46/40/D/ST/C1/P/S50 (53% Dimmed Circuit Watts) | Single Stage Dimming | 4100460010053 | 45
46 | GE Hungary Kft | LED Street Lights |  | SP L/1/F/BX/46/40/D/ST/C1/P/S50 | Non Dimmed | 4100460010100 | 45
46 | GE Hungary Kft | LED Street Lights |  | SP L/1/F/BX/46/40/D/ST/C1/P/P50 (53% Dimmed Circuit Watts) | Single Stage Dimming | 4100460011053 | 45
46 | GE Hungary Kft | LED Street Lights |  | SP L/1/F/BX/46/40/D/ST/C1/P/P50 | Non Dimmed | 4100460011100 | 45
46 | LED Roadway Lighting | LED Street Lights |  | NXT-24 46W | Non Dimmed | 4100460012100 | 48
46 | Philips Lighting | LED Street Lights | Fortimo LED 2 x 2500lm 740 | Xitanium Driver with 2 X 2500lm/ 740 HBM-t Gen3 Fortimo | Non Dimmed | 4100460013100 | 46
46 | OrangeTek | LED Street Lights |  | ARIALED40 T 50% Light Output (50% Dimmed Circuit Watts) | Single Stage Dimming | 4100460014050 | 46
46 | OrangeTek | LED Street Lights |  | ARIALED40 T 70% Light Output (70% Dimmed Circuit Watts) | Single Stage Dimming | 4100460014070 | 46
46 | OrangeTek | LED Street Lights |  | ARIALED40 T | Non Dimmed | 4100460014100 | 46
46 | Holophane Europe ltd | LED Street Lights |  | VMX.V2 32 LED Street Lighting Luminaire (525 mA) CLO (70%) (54% Dimmed Circuit Watts - 50% Dimmed Drive Current) | Single Stage Dimming | 4100460015054 | 46
46 | Holophane Europe ltd | LED Street Lights |  | VMX.V2 32 LED Street Lighting Luminaire (525 mA) CLO (70%) (63% Dimmed Circuit Watts - 60% Dimmed Drive Current) | Single Stage Dimming | 4100460015063 | 46
46 | Holophane Europe ltd | LED Street Lights |  | VMX.V2 32 LED Street Lighting Luminaire (525 mA) CLO (70%) (72% Dimmed Circuit Watts - 70% Dimmed Drive Current) | Single Stage Dimming | 4100460015072 | 46
46 | Holophane Europe ltd | LED Street Lights |  | VMX.V2 32 LED Street Lighting Luminaire (525 mA) CLO (70%) | Non Dimmed | 4100460015100 | 46
46 | Holophane Europe ltd | LED Street Lights |  | VMX.V3 48 LED Street Lighting Luminaire (350 mA) CLO (70%) (54% Dimmed Circuit Watts - 50% Dimmed Drive Current) | Single Stage Dimming | 4100460016054 | 46
46 | Holophane Europe ltd | LED Street Lights |  | VMX.V3 48 LED Street Lighting Luminaire (350 mA) CLO (70%) (63% Dimmed Circuit Watts - 60% Dimmed Drive Current) | Single Stage Dimming | 4100460016063 | 46
46 | Holophane Europe ltd | LED Street Lights |  | VMX.V3 48 LED Street Lighting Luminaire (350 mA) CLO (70%) (72% Dimmed Circuit Watts - 70% Dimmed Drive Current) | Single Stage Dimming | 4100460016072 | 46
46 | Holophane Europe ltd | LED Street Lights |  | VMX.V3 48 LED Street Lighting Luminaire (350 mA) CLO (70%) | Non Dimmed | 4100460016100 | 46
46 | LED Roadway Lighting | LED Street Lights |  | NXT-24 46W CLO (72% Dimmed Circuit Watts) | Single Stage Dimming | 4100460017072 | 46
46 | LED Roadway Lighting | LED Street Lights |  | NXT-24 46W CLO | Non Dimmed | 4100460017100 | 46
46 | GE Hungary Kft | LED Street Lights |  | NA/1/AWC/46/40/D/ST/C1/N/1/60/R9007 | Non Dimmed | 4100460018100 | 44
46 | Lite-On Technology Corporation | LED Street Lights |  | PA1-20H-MV-NW-N2-GY-700-PCR5-DALI (29% Dimmed Circuit Watts) | Single Stage Dimming | 4100460019029 | 45
46 | Lite-On Technology Corporation | LED Street Lights |  | PA1-20H-MV-NW-N2-GY-700-PCR5-DALI (53% Dimmed Circuit Watts) | Single Stage Dimming | 4100460019053 | 45
46 | Lite-On Technology Corporation | LED Street Lights |  | PA1-20H-MV-NW-N2-GY-700-PCR5-DALI (76% Dimmed Circuit Watts) | Single Stage Dimming | 4100460019076 | 45
46 | Lite-On Technology Corporation | LED Street Lights |  | PA1-20H-MV-NW-N2-GY-700-PCR5-DALI | Non Dimmed | 4100460019100 | 45
46 | Thorn Lighting | LED Street Lights |  | Thorn LED Module 46W | Non Dimmed | 4100460020100 | 46
46 | ASD Lighting | LED Street Lights |  | HIGHWAY DIAMOND 28 LED 500mA 50% O/P (52% Dimmed Circuit Watts) | Single Stage Dimming | 4100460021052 | 46
46 | ASD Lighting | LED Street Lights |  | HIGHWAY DIAMOND 28 LED 500mA | Non Dimmed | 4100460021100 | 46
46 | CU Phosco Lighting | LED Street Lights |  | P853-32-**-NW-*450mA | Non Dimmed | 4100460022100 | 46
46 | Urbis Schréder | LED Street Lights |  | 24 LED LF2 630mA Module DD1 CLO (52% Dimmed Circuit Watts) | Single Stage Dimming | 4100460023052 | 46
46 | Urbis Schréder | LED Street Lights |  | 24 LED LF2 630mA Module DD1 CLO (74% Dimmed Circuit Watts) | Single Stage Dimming | 4100460023074 | 46
46 | Urbis Schréder | LED Street Lights |  | 24 LED LF2 630mA Module DD1 CLO | Non Dimmed | 4100460023100 | 46
46 | Urbis Schréder | LED Street Lights |  | 24 LED LF2 630mA Module ADP1 CLO (52% Dimmed Circuit Watts) | Single Stage Dimming | 4100460024052 | 46
46 | Urbis Schréder | LED Street Lights |  | 24 LED LF2 630mA Module ADP1 CLO (76% Dimmed Circuit Watts) | Single Stage Dimming | 4100460024076 | 46
46 | Urbis Schréder | LED Street Lights |  | 24 LED LF2 630mA Module ADP1 CLO | Non Dimmed | 4100460024100 | 46
46 | Holophane Europe ltd | LED Street Lights |  | VMX.V2 (D334) 32 LED Street Lighting Luminaire (525 mA) CLO (70%) (52% Dimmed Circuit Watts - 50% Dimmed Drive Current) | Single Stage Dimming | 4100460025052 | 46
46 | Holophane Europe ltd | LED Street Lights |  | VMX.V2 (D334) 32 LED Street Lighting Luminaire (525 mA) CLO (70%) (61% Dimmed Circuit Watts - 60% Dimmed Drive Current) | Single Stage Dimming | 4100460025061 | 46
46 | Holophane Europe ltd | LED Street Lights |  | VMX.V2 (D334) 32 LED Street Lighting Luminaire (525 mA) CLO (70%) (72% Dimmed Circuit Watts - 70% Dimmed Drive Current) | Single Stage Dimming | 4100460025072 | 46
46 | Holophane Europe ltd | LED Street Lights |  | VMX.V2 (D334) 32 LED Street Lighting Luminaire (525 mA) CLO (70%) | Non Dimmed | 4100460025100 | 46
46 | Holophane Europe ltd | LED Street Lights |  | VMX.V2 32 LED Street Lighting Luminaire (450 mA) (54% Dimmed Circuit Watts - 50% Dimmed Drive Current) | Single Stage Dimming | 4100460026054 | 46
46 | Holophane Europe ltd | LED Street Lights |  | VMX.V2 32 LED Street Lighting Luminaire (450 mA) (78% Dimmed Circuit Watts - 75% Dimmed Drive Current) | Single Stage Dimming | 4100460026078 | 46
46 | Holophane Europe ltd | LED Street Lights |  | VMX.V2 32 LED Street Lighting Luminaire (450 mA) | Non Dimmed | 4100460026100 | 46
46 | OrangeTek | LED Street Lights |  | Arialed 20, Nichia 219C, 700mA, PP | Non Dimmed | 4100460027100 | 46
46 | OrangeTek | LED Street Lights |  | Arialed 20, XPL, 700mA, PP | Non Dimmed | 4100460028100 | 46
46 | Thorn Lighting | LED Street Lights |  | Thorn LED Module 46W | Non Dimmed | 4100460998100 | 46
46 | Philips WRTL | LED Street Lights |  | Mini Luma M1A Cool White 7KLm, Neutral White 6.6KLm, Luma 1 Cool White 7.4 KLm, Neutral White 6.6KLm, Luma 2A Neutral White 6.8KLm 60 LED Constant Flux | Non Dimmed | 4100460999100 | 46
46 | Low Carbon Lighting Limited | LED Street Lights |  | Luxon Street 42LED | Non Dimmed | 4100463002100 | 47
46 | Low Carbon Lighting Limited | LED Street Lights | MLSD - Approved | Luxon Street 42LED | Non Dimmed | 4100466002100 | 47
46 | Low Carbon Lighting Limited | LED Street Lights | MLSD - Approved | LuxOn 47W | Non Dimmed | 4100466004100 | 45
47 | Urbis Schréder | LED Street Lights |  | Neos -36 LED Luminaire | Non Dimmed | 4100470000100 | 47
47 | Philips Lighting | LED Street Lights |  | LEDGine 40 LED Green Line | Non Dimmed | 4100470001100 | 48
47 | Holophane Europe ltd | LED Street Lights |  | Holophane Conus, CNS.L044.AY.60.C9 | Non Dimmed | 4100470002100 | 47
47 | Low Carbon Lighting Limited | LED Street Lights |  | LuxOn 47W | Non Dimmed | 4100470003100 | 47
47 | CU Phosco Lighting | LED Street Lights |  | P851-4 B 950mA 47W CLO | Non Dimmed | 4100470004100 | 47
47 | CU Phosco Lighting | LED Street Lights |  | P567A LED 6 650mA 47W V2 CLO | Non Dimmed | 4100470005100 | 47
47 | CREE Lighting | LED Street Lights | CREE LEDway Road 20 LED unit | 20 LED CREE LEDway Road driven at 700mA (53% Dimmed Circuit Watts) | Single Stage Dimming | 4100470006053 | 47
47 | CREE Lighting | LED Street Lights | CREE LEDway Road 20 LED unit | 20 LED CREE LEDway Road driven at 700mA (68% Dimmed Circuit Watts) | Single Stage Dimming | 4100470006068 | 47
47 | CREE Lighting | LED Street Lights | CREE LEDway Road 20 LED unit | 20 LED CREE LEDway Road driven at 700mA (77% Dimmed Circuit Watts) | Single Stage Dimming | 4100470006077 | 47
47 | CREE Lighting | LED Street Lights | CREE LEDway Road 20 LED unit | 20 LED CREE LEDway Road driven at 700mA (85% Dimmed Circuit Watts) | Single Stage Dimming | 4100470006085 | 47
47 | CREE Lighting | LED Street Lights | CREE LEDway Road 20 LED unit | 20 LED CREE LEDway Road driven at 700mA | Non Dimmed | 4100470006100 | 47
47 | CREE Lighting | LED Street Lights | CREE LEDway Road 40 LED unit | 40 LED CREE LEDway Road driven at 350mA | Non Dimmed | 4100470007100 | 47
47 | Vestel | LED Street Lights |  | Streetlight Neutral white M5 (29% Dimmed Circuit Watts) | Single Stage Dimming | 4100470008029 | 48
47 | Vestel | LED Street Lights |  | Streetlight Neutral white M5 (56% Dimmed Circuit Watts) | Single Stage Dimming | 4100470008056 | 48
47 | Vestel | LED Street Lights |  | Streetlight Neutral white M5 (88% Dimmed Circuit Watts) | Single Stage Dimming | 4100470008088 | 48
47 | Vestel | LED Street Lights |  | Streetlight neutral white M5 | Non Dimmed | 4100470008100 | 48
47 | CU Phosco Lighting | LED Street Lights |  | PXXX-9LED-740NW-450mA CLO | Non Dimmed | 4100470009100 | 50
47 | Kingfisher Lighting/AEC Illuminazione | LED Street Lights |  | PIT1xyz4503e_bbv.c****** (525mA) (30% Dimmed Circuit Watts) | Single Stage Dimming | 4100470010030 | 47
47 | Kingfisher Lighting/AEC Illuminazione | LED Street Lights |  | PIT1xyz4503e_bbv.c****** (525mA) (53% Dimmed Circuit Watts) | Single Stage Dimming | 4100470010053 | 47
47 | Kingfisher Lighting/AEC Illuminazione | LED Street Lights |  | PIT1xyz4503e_bbv.c****** (525mA) (74% Dimmed Circuit Watts) | Single Stage Dimming | 4100470010074 | 47
47 | Kingfisher Lighting/AEC Illuminazione | LED Street Lights |  | PIT1xyz4503e_bbv.c****** (525mA) | Non Dimmed | 4100470010100 | 47
47 | GE Hungary Kft | LED Street Lights |  | SP L/1/F/B/47/40/D/SP/C1/P/P76/R7035 | Non Dimmed | 4100470011100 | 46
47 | CU Phosco Lighting | LED Street Lights |  | P851-12-*-***-NW-*0300-PHSB3 | Non Dimmed | 4100470012100 | 47
47 | CU Phosco Lighting | LED Street Lights |  | PXXX-9LED-740NW-400mA | Non Dimmed | 4100470013100 | 47
47 | MHA Lighting Ltd | LED Street Lights |  | S317 | Non Dimmed | 4100470014100 | 47
47 | GE Hungary Kft | LED Street Lights |  | NA/1/AWC/47/40/D/ST/C2/N/1/60/R9007 | Non Dimmed | 4100470015100 | 45
47 | OrangeTek | LED Street Lights |  | Arialed 20, 700mA, PP (53% Dimmed Circuit Watts) | Single Stage Dimming | 4100470016053 | 47
47 | OrangeTek | LED Street Lights |  | Arialed 20, 700mA, PP (70% Dimmed Circuit Watts) | Single Stage Dimming | 4100470016070 | 47
47 | OrangeTek | LED Street Lights |  | Arialed 20, 700mA, PP 100% | Non Dimmed | 4100470016100 | 47
47 | OrangeTek | LED Street Lights |  | Arialed 20, 700mA, DT (49% Dimmed Circuit Watts) | Single Stage Dimming | 4100470017049 | 47
47 | OrangeTek | LED Street Lights |  | Arialed 20, 700mA, DT (70% Dimmed Circuit Watts) | Single Stage Dimming | 4100470017070 | 47
47 | OrangeTek | LED Street Lights |  | Arialed 20, 700mA, DT 100% | Non Dimmed | 4100470017100 | 47
47 | CU Phosco Lighting | LED Street Lights |  | P510-2X9LED-740NW-200mA | Non Dimmed | 4100470018100 | 47
47 | Holophane Europe ltd | LED Street Lights |  | VMX.V1 16 LED Street Lighting Luminaire (1000 mA) CLO (70%) (53% Dimmed Circuit Watts - 50% Dimmed Drive Current) | Single Stage Dimming | 4100470019053 | 47
47 | Holophane Europe ltd | LED Street Lights |  | VMX.V1 16 LED Street Lighting Luminaire (1000 mA) CLO (70%) (64% Dimmed Circuit Watts - 60% Dimmed Drive Current) | Single Stage Dimming | 4100470019064 | 47
47 | Holophane Europe ltd | LED Street Lights |  | VMX.V1 16 LED Street Lighting Luminaire (1000 mA) CLO (70%) (72% Dimmed Circuit Watts - 70% Dimmed Drive Current) | Single Stage Dimming | 4100470019072 | 47
47 | Holophane Europe ltd | LED Street Lights |  | VMX.V1 16 LED Street Lighting Luminaire (1000 mA) CLO (70%) | Non Dimmed | 4100470019100 | 47
47 | OrangeTek | LED Street Lights |  | Arialed 20, 700mA, PA (51% Dimmed Circuit Watts) | Single Stage Dimming | 4100470020051 | 47
47 | OrangeTek | LED Street Lights |  | Arialed 20, 700mA, PA (68% Dimmed Circuit Watts) | Single Stage Dimming | 4100470020068 | 47
47 | OrangeTek | LED Street Lights |  | Arialed 20, 700mA, PA | Non Dimmed | 4100470020100 | 47
47 | LG | LED Street Lights |  | S50vv0wwxyz (35% Dimmed Circuit Watts) | Single Stage Dimming | 4100470021035 | 46
47 | LG | LED Street Lights |  | S50vv0wwxyz (41% Dimmed Circuit Watts) | Single Stage Dimming | 4100470021041 | 46
47 | LG | LED Street Lights |  | S50vv0wwxyz (50% Dimmed Circuit Watts) | Single Stage Dimming | 4100470021050 | 46
47 | LG | LED Street Lights |  | S50vv0wwxyz (59% Dimmed Circuit Watts) | Single Stage Dimming | 4100470021059 | 46
47 | LG | LED Street Lights |  | S50vv0wwxyz (67% Dimmed Circuit Watts) | Single Stage Dimming | 4100470021067 | 46
47 | LG | LED Street Lights |  | S50vv0wwxyz (74% Dimmed Circuit Watts) | Single Stage Dimming | 4100470021074 | 46
47 | LG | LED Street Lights |  | S50vv0wwxyz (83% Dimmed Circuit Watts) | Single Stage Dimming | 4100470021083 | 46
47 | LG | LED Street Lights |  | S50vv0wwxyz (91% Dimmed Circuit Watts) | Single Stage Dimming | 4100470021091 | 46
47 | LG | LED Street Lights |  | S50vv0wwxyz | Non Dimmed | 4100470021100 | 46
47 | GE Hungary Kft | LED Street Lights |  | SPNL/2/47 (54% Dimmed Circuit Watts) | Single Stage Dimming | 4100470022054 | 46
47 | GE Hungary Kft | LED Street Lights |  | SPNL/2/47 (70% Dimmed Circuit Watts) | Single Stage Dimming | 4100470022070 | 46
47 | GE Hungary Kft | LED Street Lights |  | SPNL/2/47 (76% Dimmed Circuit Watts) | Single Stage Dimming | 4100470022076 | 46
47 | GE Hungary Kft | LED Street Lights |  | SP L/2/F/B/47/40/D/ST/C1/P/P60 | Non Dimmed | 4100470022100 | 46
47 | Urbis Schréder | LED Street Lights |  | 24 LED 630mA DDP2 CLO (53% Dimmed Circuit Watts) | Single Stage Dimming | 4100470023053 | 47
47 | Urbis Schréder | LED Street Lights |  | 24 LED 630mA DDP2 CLO (77% Dimmed Circuit Watts) | Single Stage Dimming | 4100470023077 | 47
47 | Urbis Schréder | LED Street Lights |  | 24 LED 630mA DDP2 CLO | Non Dimmed | 4100470023100 | 47
47 | Lite-On Technology Corporation | LED Street Lights |  | PA2-60H-530_BOL CLO (45%) | Non Dimmed | 4100470024100 | 47
47 | Urbis Schreder | LED Street Lights |  | 40 LED 370mA DDP1 (53% Dimmed Circuit Watts) | Single Stage Dimming | 4100470025053 | 47
47 | Urbis Schreder | LED Street Lights |  | 40 LED 370mA DDP1 (77% Dimmed Circuit Watts) | Single Stage Dimming | 4100470025077 | 47
47 | Urbis Schreder | LED Street Lights |  | 40 LED 370mA DDP1 | Non Dimmed | 4100470025100 | 47
47 | Thorn Lighting | LED Street Lights |  | Thorn LED Module 47W | Non Dimmed | 4100470998100 | 47
47 | Philips WRTL | LED Street Lights |  | Mini Luma M1A Cool White 7.2KLm, Luma 1 Cool White 7.6KLm, Neutral White 6.8KLm, Neutral White 7KLm, Luma 2A Neutral White 6.8KLm 60LED, Neutral White 7KLm 60LED Constant Flux | Non Dimmed | 4100470999100 | 47
47 | Low Carbon Lighting Limited | LED Street Lights |  | Luxon Street 42LED | Non Dimmed | 4100473002100 | 45
47 | Low Carbon Lighting Limited | LED Street Lights | MLSD - Approved | Luxon Street 42LED | Non Dimmed | 4100476002100 | 45
47 | Low Carbon Lighting Limited | LED Street Lights | MLSD - Approved | LuxOn 47W | Non Dimmed | 4100476003100 | 47
47 | Philips WRTL | LED Street Lights | MLSD-Approved | Mini Luma M1A Cool White 7.2KLm, Luma 1 Cool White 7.6KLm, Neutral White 6.8KLm, Neutral White 7KLm, Luma 2A Neutral White 6.8KLm 60LED, Neutral White 7KLm 60LED Constant Flux | Non Dimmed | 4100476999100 | 47
48 | Urbis Schréder | LED Street Lights |  | Claro 42 LED 350mA | Non Dimmed | 4100480000100 | 48
48 | Urbis Schréder | LED Street Lights |  | 36 LED HS Module | Non Dimmed | 4100480001100 | 48
48 | OrangeTek | LED Street Lights |  | TERRALED 48A | Non Dimmed | 4100480002100 | 49
48 | CU Phosco RUUD Lighting | LED Street Lights | 40 LED Minor Road Luminaire | Edge Street L*S ** * 04C ** Code = Product description (must be LXS or LYS), optic type (any), mounting (any), number of LEDs (must be 04 actually = 40 LEDs), Type of LED (must be C), colour (any). | Non Dimmed | 4100480003100 | 48
48 | Advanced LEDS Ltd | LED Street Lights |  | Clipper 48WEH | Non Dimmed | 4100480004100 | 49
48 | Gewiss UK | LED Street Lights |  | Street [O3] - GW87501 / GW87511 | Non Dimmed | 4100480005100 | 54
48 | CU Phosco Lighting | LED Street Lights |  | P851-4 B 900mA 48W | Non Dimmed | 4100480006100 | 48
48 | Philips Lighting | LED Street Lights | Clearway | Clearway BGP302 LED48S 740 CLO (50% dimmed circuit watts) | Single Stage Dimming | 4100480007050 | 48
48 | Philips Lighting | LED Street Lights | Clearway | Clearway BGP302 LED48S 740 CLO | Non Dimmed | 4100480007100 | 48
48 | DW Windsor Ltd | LED Street Lights |  | LED Engine 1LX2-113-15 Module (29% Dimmed Circuit Watts) | Single Stage Dimming | 4100480008029 | 48
48 | DW Windsor Ltd | LED Street Lights |  | LED Engine 1LX2-113-15 Module (48% Dimmed Circuit Watts) | Single Stage Dimming | 4100480008048 | 48
48 | DW Windsor Ltd | LED Street Lights |  | LED Engine 1LX2-113-15 Module (69% Dimmed Circuit Watts) | Single Stage Dimming | 4100480008069 | 48
48 | DW Windsor Ltd | LED Street Lights |  | LED Engine 1LX2-113-15 Module (71% Dimmed Circuit Watts) | Single Stage Dimming | 4100480008071 | 48
48 | DW Windsor Ltd | LED Street Lights |  | LED Engine 1LX2-113-15 Module | Non Dimmed | 4100480008100 | 48
48 | Urbis Schréder | LED Street Lights |  | 32 LED 500mA LF Module V5 CLO (52% dimmed circuit watts) | Single Stage Dimming | 4100480010052 | 48
48 | Urbis Schréder | LED Street Lights |  | 32 LED 500mA LF Module V5 CLO (75% dimmed circuit watts) | Single Stage Dimming | 4100480010075 | 48
48 | Urbis Schréder | LED Street Lights |  | 32 LED 500mA LF Module V5 CLO | Non Dimmed | 4100480010100 | 48
48 | GE Hungary Kft | LED Street Lights |  | NA/1/AWC/48/40/S/ST/C2/N/1/60/R9007 | Non Dimmed | 4100480011100 | 46
48 | MHA Lighting Ltd | LED Street Lights |  | SL202 | Non Dimmed | 4100480012100 | 48
48 | ASD Lighting | LED Street Lights |  | HIGHWAY DIAMOND 44 LED 350mA 50% O/P (52% Dimmed Circuit Watts) | Single Stage Dimming | 4100480013052 | 48
48 | ASD Lighting | LED Street Lights |  | HIGHWAY DIAMOND 44 LED 350mA | Non Dimmed | 4100480013100 | 48
48 | DW Windsor Ltd | LED Street Lights |  | 2LX2-113-15 LED Engine - 500mA CLO (31% Dimmed Circuit Watts) | Single Stage Dimming | 4100480014031 | 48
48 | DW Windsor Ltd | LED Street Lights |  | 2LX2-113-15 LED Engine - 500mA CLO (54% Dimmed Circuit Watts) | Single Stage Dimming | 4100480014054 | 48
48 | DW Windsor Ltd | LED Street Lights |  | 2LX2-113-15 LED Engine - 500mA CLO (73% Dimmed Circuit Watts) | Single Stage Dimming | 4100480014073 | 48
48 | DW Windsor Ltd | LED Street Lights |  | 2LX2-113-15 LED Engine - 500mA CLO (77% Dimmed Circuit Watts) | Single Stage Dimming | 4100480014077 | 48
48 | DW Windsor Ltd | LED Street Lights |  | 2LX2-113-15 LED Engine - 500mA CLO | Non Dimmed | 4100480014100 | 48
48 | Holophane Europe ltd | LED Street Lights |  | VMX.V1 (D334) 16 LED Street Lighting Luminaire (1000mA) CLO (80%) (52% Dimmed Circuit Watts - 50% Dimmed Drive Current) | Single Stage Dimming | 4100480015052 | 48
48 | Holophane Europe ltd | LED Street Lights |  | VMX.V1 (D334) 16 LED Street Lighting Luminaire (1000mA) CLO (80%) (63% Dimmed Circuit Watts - 60% Dimmed Drive Current) | Single Stage Dimming | 4100480015063 | 48
48 | Holophane Europe ltd | LED Street Lights |  | VMX.V1 (D334) 16 LED Street Lighting Luminaire (1000mA) CLO (80%) (71% Dimmed Circuit Watts - 70% Dimmed Drive Current) | Single Stage Dimming | 4100480015071 | 48
48 | Holophane Europe ltd | LED Street Lights |  | VMX.V1 (D334) 16 LED Street Lighting Luminaire (1000mA) CLO (80%) | Non Dimmed | 4100480015100 | 48
48 | Holophane Europe ltd | LED Street Lights |  | VMX.V2 (D334) 32 LED Street Lighting Luminaire (525 mA) CLO (80%) (54% Dimmed Circuit Watts - 50% Dimmed Drive Current) | Single Stage Dimming | 4100480016054 | 48
48 | Holophane Europe ltd | LED Street Lights |  | VMX.V2 (D334) 32 LED Street Lighting Luminaire (525 mA) CLO (80%) (63% Dimmed Circuit Watts - 60% Dimmed Drive Current) | Single Stage Dimming | 4100480016063 | 48
48 | Holophane Europe ltd | LED Street Lights |  | VMX.V2 (D334) 32 LED Street Lighting Luminaire (525 mA) CLO (80%) (73% Dimmed Circuit Watts - 70% Dimmed Drive Current) | Single Stage Dimming | 4100480016073 | 48
48 | Holophane Europe ltd | LED Street Lights |  | VMX.V2 (D334) 32 LED Street Lighting Luminaire (525 mA) CLO (80%) | Non Dimmed | 4100480016100 | 48
48 | James M Anderson Ltd | LED Street Lights |  | BARRA 48 - LED Gear Tray | Non Dimmed | 4100480017100 | 50
48 | GE Hungary Kft | LED Street Lights |  | SMBT/1/48 | Non Dimmed | 4100480018100 | 46
48 | OrangeTek | LED Street Lights |  | Voyager 30 PP 500mA | Non Dimmed | 4100480019100 | 48
48 | Urbis Schréder | LED Street Lights |  | 32 LED 500mA V6 CLO (52% Dimmed Circuit Watts) | Single Stage Dimming | 4100480020052 | 48
48 | Urbis Schréder | LED Street Lights |  | 32 LED 500mA V6 CLO (77% Dimmed Circuit Watts) | Single Stage Dimming | 4100480020077 | 48
48 | Urbis Schréder | LED Street Lights |  | 32 LED 500mA V6 CLO | Non Dimmed | 4100480020100 | 48
48 | Urbis Schréder | LED Street Lights |  | 24 LED 630mA DDP1 (52% Dimmed Circuit Watts) | Single Stage Dimming | 4100480021052 | 48
48 | Urbis Schréder | LED Street Lights |  | 24 LED 630mA DDP1 (75% Dimmed Circuit Watts) | Single Stage Dimming | 4100480021075 | 48
48 | Urbis Schréder | LED Street Lights |  | 24 LED 630mA DDP1 | Non Dimmed | 4100480021100 | 48
48 | Lite-On Technology Corporation | LED Street Lights |  | PA1-40H-530_BOL CLO (67.5%) | Non Dimmed | 4100480022100 | 48
48 | Lite-On Technology Corporation | LED Street Lights |  | PA2-60H-350_BOL CLO (67.5%) | Non Dimmed | 4100480023100 | 48
48 | Thorn Lighting | LED Street Lights |  | Thorn LED Module 48W | Non Dimmed | 4100480998100 | 48
48 | Philips WRTL | LED Street Lights |  | Luma 1A Cool White 7.8KLm, Neutral White 7.2KLm 68 LED Constant Flux | Non Dimmed | 4100480999100 | 48
49 | Indal WRTL Exterior Lighting Ltd | LED Street Lights | White High Power LED System | Stela Wide 40 LED 49W Cree XPG 350mA, Cool White Road Lighting Luminaire | Non Dimmed | 4100490000100 | 50
49 | Thorn-Europhane | LED Street Lights | INDRA 49W : LED streetlighting luminaire | INDRA 49W | Non Dimmed | 4100490001100 | 48
49 | Philips Lighting | LED Street Lights |  | LEDGine 24 LED Economy Line (Cool White 5600k) | Non Dimmed | 4100490002100 | 49
49 | Philips Lighting | LED Street Lights |  | LEDGine 2.2 Jan 2013 Grn59 740 Neutral White, Grn62 657 Cool White | Non Dimmed | 4100490003100 | 49
49 | TRT Lighting | LED Street Lights |  | Aspect 2 49W (51% Dimmed Circuit Watts) | Single Stage Dimming | 4100490004051 | 49
49 | TRT Lighting | LED Street Lights |  | Aspect 2 49W (71% Dimmed Circuit Watts) | Single Stage Dimming | 4100490004071 | 49
49 | TRT Lighting | LED Street Lights |  | Aspect 2 49W | Non Dimmed | 4100490004100 | 49
49 | CU Phosco Lighting | LED Street Lights |  | P851-8 B 500mA 49W CLO | Non Dimmed | 4100490005100 | 49
49 | CU Phosco Lighting | LED Street Lights |  | P851-4 B 1000mA 49W CLO | Non Dimmed | 4100490006100 | 49
49 | CU Phosco Lighting | LED Street Lights |  | P567A LED 6 650mA 49W V2 | Non Dimmed | 4100490007100 | 49
49 | LightSense | LED Street Lights |  | LLS-3843-STR3 | Non Dimmed | 4100490008100 | 49
49 | Urbis Schréder | LED Street Lights |  | 24LED LF700mA Module V4 CLO (53% dimmed circuit watts) | Single Stage Dimming | 4100490010053 | 49
49 | Urbis Schréder | LED Street Lights |  | 24 LED LF 700mA Module V4 CLO (78% Dimmed Circuit Watts) | Single Stage Dimming | 4100490010078 | 49
49 | Urbis Schréder | LED Street Lights |  | 24LED LF700mA Module V4 CLO | Non Dimmed | 4100490010100 | 49
49 | Urbis Schréder | LED Street Lights |  | 32LED LF500mA Module V4 CLO (51% dimmed circuit watts) | Single Stage Dimming | 4100490011051 | 49
49 | Urbis Schréder | LED Street Lights |  | 32 LED LF 500mA Mod V4 CLO (76% Dimmed Circuit Watts) | Single Stage Dimming | 4100490011076 | 49
49 | Urbis Schréder | LED Street Lights |  | 32LED LF500mA Module V4 CLO | Non Dimmed | 4100490011100 | 49
49 | Urbis Schréder | LED Street Lights |  | 24 LED 700mA Module V5 CLO (53% dimmed circuit watts) | Single Stage Dimming | 4100490012053 | 49
49 | Urbis Schréder | LED Street Lights |  | 24 LED 700mA Module V5 CLO (78% dimmed circuit watts) | Single Stage Dimming | 4100490012078 | 49
49 | Urbis Schréder | LED Street Lights |  | 24 LED 700mA Module V5 CLO | Non Dimmed | 4100490012100 | 49
49 | Holophane Europe ltd | LED Street Lights |  | VMX.V2 32 LED Street Lighting Luminaire (525 mA) CLO (80%) (53% Dimmed Circuit Watts - 50% Dimmed Drive Current) | Single Stage Dimming | 4100490013053 | 49
49 | Holophane Europe ltd | LED Street Lights |  | VMX.V2 32 LED Street Lighting Luminaire (525 mA) CLO (80%) (63% Dimmed Circuit Watts - 60% Dimmed Drive Current) | Single Stage Dimming | 4100490013063 | 49
49 | Holophane Europe ltd | LED Street Lights |  | VMX.V2 32 LED Street Lighting Luminaire (525 mA) CLO (80%) (71% Dimmed Circuit Watts - 70% Dimmed Drive Current) | Single Stage Dimming | 4100490013071 | 49
49 | Holophane Europe ltd | LED Street Lights |  | VMX.V2 32 LED Street Lighting Luminaire (525 mA) CLO (80%) | Non Dimmed | 4100490013100 | 49
49 | Holophane Europe ltd | LED Street Lights |  | VMX.V3 48 LED Street Lighting Luminaire (350 mA) CLO (80%) (53% Dimmed Circuit Watts - 50% Dimmed Drive Current) | Single Stage Dimming | 4100490014053 | 49
49 | Holophane Europe ltd | LED Street Lights |  | VMX.V3 48 LED Street Lighting Luminaire (350 mA) CLO (80%) (63% Dimmed Circuit Watts - 60% Dimmed Drive Current) | Single Stage Dimming | 4100490014063 | 49
49 | Holophane Europe ltd | LED Street Lights |  | VMX.V3 48 LED Street Lighting Luminaire (350 mA) CLO (80%) (71% Dimmed Circuit Watts - 70% Dimmed Drive Current) | Single Stage Dimming | 4100490014071 | 49
49 | Holophane Europe ltd | LED Street Lights |  | VMX.V3 48 LED Street Lighting Luminaire (350 mA) CLO (80%) | Non Dimmed | 4100490014100 | 49
49 | Thorn Lighting | LED Street Lights |  | Thorn LED Module 49W | Non Dimmed | 4100490015100 | 49
49 | Urbis Schréder | LED Street Lights |  | 40 LED LF2 410mA Module DDP1 CLO (55% Dimmed Circuit Watts) | Single Stage Dimming | 4100490016055 | 49
49 | Urbis Schréder | LED Street Lights |  | 40 LED LF2 410mA Module DDP1 CLO (78% Dimmed Circuit Watts) | Single Stage Dimming | 4100490016078 | 49
49 | Urbis Schréder | LED Street Lights |  | 40 LED LF2 410mA Module DDP1 CLO | Non Dimmed | 4100490016100 | 49
49 | Urbis Schréder | LED Street Lights |  | 24 LED 700mA V6 CLO (53% Dimmed Circuit Watts) | Single Stage Dimming | 4100490017053 | 49
49 | Urbis Schréder | LED Street Lights |  | 24 LED 700mA V6 CLO (76% Dimmed Circuit Watts) | Single Stage Dimming | 4100490017076 | 49
49 | Urbis Schréder | LED Street Lights |  | 24 LED 700mA V6 CLO | Non Dimmed | 4100490017100 | 49
49 | GE Hungary Kft | LED Street Lights |  | SLBT/2/49 (50% Dimmed Circuit Watts) | Single Stage Dimming | 4100490018050 | 48
49 | GE Hungary Kft | LED Street Lights |  | SLBT/2/49 (75% Dimmed Circuit Watts) | Single Stage Dimming | 4100490018075 | 48
49 | GE Hungary Kft | LED Street Lights |  | SLBT/2/49 | Non Dimmed | 4100490018100 | 48
49 | OrangeTek | LED Street Lights |  | Arialed 60, Nichia, 350mA CLO 75% (82% Dimmed Circuit Watts) | Single Stage Dimming | 4100490019082 | 49
49 | OrangeTek | LED Street Lights |  | Arialed 60, Nichia, 350mA CLO 75% | Non Dimmed | 4100490019100 | 49
49 | TRT Lighting | LED Street Lights |  | Aspect Eco 2 49W | Non Dimmed | 4100490020100 | 44
49 | Thorn Lighting | LED Street Lights |  | RPEC-Module 48L35 CLO | Non Dimmed | 4100490998100 | 49
49 | Philips WRTL | LED Street Lights |  | Mini Luma M1A Cool White 7.4KLm, Neutral White 6.8KLm, Neutral White 7KLm, Luma 1 Cool White 8KLm, Neutral White 7.4KLm, Luma 2A Neutral White 7.2KLm 60LED Constant Flux | Non Dimmed | 4100490999100 | 49
49 | CU Phosco Lighting | LED Street Lights | MLSD-Approved | P851-8 B 500mA 49W CLO | Non Dimmed | 4100496000100 | 49
50 | MBRM PTY LTD | LED Street Lights |  | 50W Screentech MBRM LED Street Lights | Non Dimmed | 4100500000100 | 60
50 | Advanced LEDS Ltd | LED Street Lights |  | 50 Watt Marlin 1000 Luminaire | Non Dimmed | 4100500001100 | 50
50 | Dialight | LED Street Lights |  | Street Sense L12597 | Non Dimmed | 4100500002100 | 50
50 | Dialight | LED Street Lights |  | Street Sense L12586 | Non Dimmed | 4100500003100 | 50
50 | Electrical Express | LED Street Lights |  | Knightstar 50 Street Lantern | Non Dimmed | 4100500004100 | 48
50 | Philips Lighting | LED Street Lights |  | LEDGine 2.2 Jan 2013 ECO57 740 Neutral White, ECO60 657 Cool White | Non Dimmed | 4100500005100 | 50
50 | Holophane Europe ltd | LED Street Lights |  | FTS 20 LED with 75W Dimmable Driver (700mA) | Non Dimmed | 4100500006100 | 49
50 | CU Phosco Lighting | LED Street Lights |  | P851-12 B 350mA 50W CLO | Non Dimmed | 4100500007100 | 50
50 | CU Phosco Lighting | LED Street Lights |  | P851-4 B 950mA 50W | Non Dimmed | 4100500008100 | 50
50 | CU Phosco Lighting | LED Street Lights |  | P851-6 B 700mA 50W CLO | Non Dimmed | 4100500009100 | 50
50 | CU Phosco Lighting | LED Street Lights |  | P851-6 B 650mA 50W | Non Dimmed | 4100500010100 | 50
50 | LED Roadway Lighting | LED Street Lights |  | Satellite Series 50W CLO Dimming Model S24S (50% dimmed circuit watts) | Single Stage Dimming | 4100500011050 | 44
50 | LED Roadway Lighting | LED Street Lights |  | Satellite Series 50W CLO Dimming Model S24S (75% dimmed circuit watts) | Single Stage Dimming | 4100500011075 | 44
50 | LED Roadway Lighting | LED Street Lights |  | Satellite Series 50W CLO Dimming Model S24S | Non Dimmed | 4100500011100 | 44
50 | D.S International Limited | LED Street Lights |  | AXION HB-081-50W | Non Dimmed | 4100500012100 | 51
50 | SolTex Global Ltd | LED Street Lights |  | 50W YZLD (41% dimmed circuit watts) | Single Stage Dimming | 4100500013041 | 51
50 | SolTex Global Ltd | LED Street Lights |  | 50W YZLD (61% dimmed circuit watts) | Single Stage Dimming | 4100500013061 | 51
50 | SolTex Global Ltd | LED Street Lights |  | 50W YZLD (80% dimmed circuit watts) | Single Stage Dimming | 4100500013080 | 51
50 | SolTex Global Ltd | LED Street Lights |  | 50W YZLD | Non Dimmed | 4100500013100 | 51
50 | TRT Lighting | LED Street Lights |  | Aspect 2 50W CLO | Non Dimmed | 4100500014100 | 50
50 | Sugg Lighting Ltd | LED Street Lights | LED Light Bar | 50W Light Bar (52% Dimmed Circuit Watts) | Single Stage Dimming | 4100500015052 | 54
50 | Sugg Lighting Ltd | LED Street Lights | LED Light Bar | 50W Light Bar (76% Dimmed Circuit Watts) | Single Stage Dimming | 4100500015076 | 54
50 | Sugg Lighting Ltd | LED Street Lights | LED Light Bar | 50W Light Bar | Non Dimmed | 4100500015100 | 54
50 | Sugg Lighting Ltd | LED Street Lights | LED Panel | 50W Panel (52% Dimmed Circuit Watts) | Single Stage Dimming | 4100500016052 | 52
50 | Sugg Lighting Ltd | LED Street Lights | LED Panel | 50W Panel (73% Dimmed Circuit Watts) | Single Stage Dimming | 4100500016073 | 52
50 | Sugg Lighting Ltd | LED Street Lights | LED Panel | 50W Panel | Non Dimmed | 4100500016100 | 52
50 | Holophane Europe Ltd | LED Street Lights |  | FTS 20 LED with 150W Dimmable Driver (700mA) | Non Dimmed | 4100500017100 | 50
50 | Harvard Engineering | LED Street Lights | RetroSOX LED Module with Lens | 140W COSMO & 150W SON Replacement Light Engine, powered by a 500 mA Harvard driver (47% Dimmed Circuit Watts) | Single Stage Dimming | 4100500018047 | 55
50 | Harvard Engineering | LED Street Lights | RetroSOX LED Module with Lens | 140W COSMO & 150W SON Replacement Light Engine, powered by a 500 mA Harvard driver | Non Dimmed | 4100500018100 | 55
50 | DW Windsor Ltd | LED Street Lights |  | 3LX2-113-15 LED Engine - 350mA CLO (32% Dimmed Circuit Watts) | Single Stage Dimming | 4100500019032 | 50
50 | DW Windsor Ltd | LED Street Lights |  | 3LX2-113-15 LED Engine - 350mA CLO (54% Dimmed Circuit Watts) | Single Stage Dimming | 4100500019054 | 50
50 | DW Windsor Ltd | LED Street Lights |  | 3LX2-113-15 LED Engine - 350mA CLO (72% Dimmed Circuit Watts) | Single Stage Dimming | 4100500019072 | 50
50 | DW Windsor Ltd | LED Street Lights |  | 3LX2-113-15 LED Engine - 350mA CLO (76% Dimmed Circuit Watts) | Single Stage Dimming | 4100500019076 | 50
50 | DW Windsor Ltd | LED Street Lights |  | 3LX2-113-15 LED Engine - 350mA CLO | Non Dimmed | 4100500019100 | 50
50 | LEDUS | LED Street Lights |  | Street Light T19A Series 50W | Non Dimmed | 4100500020100 | 50
50 | Holophane Europe ltd | LED Street Lights |  | VMX.V1 16 LED Street Lighting Luminaire (1000 mA) CLO (80%) (52% Dimmed Circuit Watts - 50% Dimmed Drive Current) | Single Stage Dimming | 4100500021052 | 50
50 | Holophane Europe ltd | LED Street Lights |  | VMX.V1 16 LED Street Lighting Luminaire (1000 mA) CLO (80%) (62% Dimmed Circuit Watts - 60% Dimmed Drive Current) | Single Stage Dimming | 4100500021062 | 50
50 | Holophane Europe ltd | LED Street Lights |  | VMX.V1 16 LED Street Lighting Luminaire (1000 mA) CLO (80%) (72% Dimmed Circuit Watts - 70% Dimmed Drive Current) | Single Stage Dimming | 4100500021072 | 50
50 | Holophane Europe ltd | LED Street Lights |  | VMX.V1 16 LED Street Lighting Luminaire (1000 mA) CLO (80%) | Non Dimmed | 4100500021100 | 50
50 | DW Windsor Ltd | LED Street Lights |  | 2LX2-113-15 LED Engine - 500mA (32% Dimmed Circuit Watts) | Single Stage Dimming | 4100500022032 | 50
50 | DW Windsor Ltd | LED Street Lights |  | 2LX2-113-15 LED Engine - 500mA (54% Dimmed Circuit Watts) | Single Stage Dimming | 4100500022054 | 50
50 | DW Windsor Ltd | LED Street Lights |  | 2LX2-113-15 LED Engine - 500mA (72% Dimmed Circuit Watts) | Single Stage Dimming | 4100500022072 | 50
50 | DW Windsor Ltd | LED Street Lights |  | 2LX2-113-15 LED Engine - 500mA (76% Dimmed Circuit Watts) | Single Stage Dimming | 4100500022076 | 50
50 | DW Windsor Ltd | LED Street Lights |  | 2LX2-113-15 LED Engine - 500mA | Non Dimmed | 4100500022100 | 50
50 | Urbis Schréder | LED Street Lights |  | 24 LED LF2 690mA Module DD1 CLO (52% Dimmed Circuit Watts) | Single Stage Dimming | 4100500023052 | 50
50 | Urbis Schréder | LED Street Lights |  | 24 LED LF2 690mA Module DD1 CLO (74% Dimmed Circuit Watts) | Single Stage Dimming | 4100500023074 | 50
50 | Urbis Schréder | LED Street Lights |  | 24 LED LF2 690mA Module DD1 CLO | Non Dimmed | 4100500023100 | 50
50 | Urbis Schréder | LED Street Lights |  | 24 LED LF2 690mA Module ADP1 CLO (52% Dimmed Circuit Watts) | Single Stage Dimming | 4100500024052 | 50
50 | Urbis Schréder | LED Street Lights |  | 24 LED LF2 690mA Module ADP1 CLO (76% Dimmed Circuit Watts) | Single Stage Dimming | 4100500024076 | 50
50 | Urbis Schréder | LED Street Lights |  | 24 LED LF2 690mA Module ADP1 CLO | Non Dimmed | 4100500024100 | 50
50 | Holophane Europe ltd | LED Street Lights |  | VMX.V1 (D334) 16 LED Street Lighting Luminaire (1000mA) CLO (90%) (52% Dimmed Circuit Watts - 50% Dimmed Drive Current) | Single Stage Dimming | 4100500025052 | 50
50 | Holophane Europe ltd | LED Street Lights |  | VMX.V1 (D334) 16 LED Street Lighting Luminaire (1000mA) CLO (90%) (62% Dimmed Circuit Watts - 60% Dimmed Drive Current) | Single Stage Dimming | 4100500025062 | 50
50 | Holophane Europe ltd | LED Street Lights |  | VMX.V1 (D334) 16 LED Street Lighting Luminaire (1000mA) CLO (90%) (72% Dimmed Circuit Watts - 70% Dimmed Drive Current) | Single Stage Dimming | 4100500025072 | 50
50 | Holophane Europe ltd | LED Street Lights |  | VMX.V1 (D334) 16 LED Street Lighting Luminaire (1000mA) CLO (90%) | Non Dimmed | 4100500025100 | 50
50 | GE Hungary Kft | LED Street Lights |  | OD L/3/F/B/50/40/D/ST/C1/N/S60/R7035 (51% Dimmed Circuit Watts) | Single Stage Dimming | 4100500026051 | 49
50 | GE Hungary Kft | LED Street Lights |  | OD L/3/F/B/50/40/D/ST/C1/N/S60/R7035 (69% Dimmed Circuit Watts) | Single Stage Dimming | 4100500026069 | 49
50 | GE Hungary Kft | LED Street Lights |  | OD L/3/F/B/50/40/D/ST/C1/N/S60/R7035 (76% Dimmed Circuit Watts) | Single Stage Dimming | 4100500026076 | 49
50 | GE Hungary Kft | LED Street Lights |  | ODYS/3/50 | Non Dimmed | 4100500026100 | 49
50 | CREE Lighting | LED Street Lights |  | XSPC Series, E - Driver, Y6 (54% Dimmed Circuit Watts) | Single Stage Dimming | 4100500027054 | 50
50 | CREE Lighting | LED Street Lights |  | XSPC Series, E - Driver, Y6 | Non Dimmed | 4100500027100 | 50
50 | GE Hungary Kft | LED Street Lights |  | ALIx/2/F/AW/50/4/D/ST/1/N/C | Non Dimmed | 4100500028100 | 47
50 | LED Evolution Ltd | LED Street Lights |  | LEDEVOSL 50W (26% Dimmed Circuit Watts) | Single Stage Dimming | 4100500029026 | 50
50 | LED Evolution Ltd | LED Street Lights |  | LEDEVOSL 50W (46% Dimmed Circuit Watts) | Single Stage Dimming | 4100500029046 | 50
50 | LED Evolution Ltd | LED Street Lights |  | LEDEVOSL 50W (64% Dimmed Circuit Watts) | Single Stage Dimming | 4100500029064 | 50
50 | LED Evolution Ltd | LED Street Lights |  | LEDEVOSL 50W (86% Dimmed Circuit Watts) | Single Stage Dimming | 4100500029086 | 50
50 | LED Evolution Ltd | LED Street Lights |  | LEDEVOSL 50W | Non Dimmed | 4100500029100 | 50
50 | NVC Lighting | LED Street Lights |  | NBF50/OP2/740, NBF50/OP3/740, NBF50/OP4/740, NBF50/OP5/740 (27% Dimmed Circuit Watts) | Single Stage Dimming | 4100500030027 | 51
50 | NVC Lighting | LED Street Lights |  | NBF50/OP2/740, NBF50/OP3/740, NBF50/OP4/740, NBF50/OP5/740 (45% Dimmed Circuit Watts) | Single Stage Dimming | 4100500030045 | 51
50 | NVC Lighting | LED Street Lights |  | NBF50/OP2/740, NBF50/OP3/740, NBF50/OP4/740, NBF50/OP5/740 (55% Dimmed Circuit Watts) | Single Stage Dimming | 4100500030055 | 51
50 | NVC Lighting | LED Street Lights |  | NBF50/OP2/740, NBF50/OP3/740, NBF50/OP4/740, NBF50/OP5/740 (63% Dimmed Circuit Watts) | Single Stage Dimming | 4100500030063 | 51
50 | NVC Lighting | LED Street Lights |  | NBF50/OP2/740, NBF50/OP3/740, NBF50/OP4/740, NBF50/OP5/740 (69% Dimmed Circuit Watts) | Single Stage Dimming | 4100500030069 | 51
50 | NVC Lighting | LED Street Lights |  | NBF50/OP2/740, NBF50/OP3/740, NBF50/OP4/740, NBF50/OP5/740 (76% Dimmed Circuit Watts) | Single Stage Dimming | 4100500030076 | 51
50 | NVC Lighting | LED Street Lights |  | NBF50/OP2/740, NBF50/OP3/740, NBF50/OP4/740, NBF50/OP5/740 (86% Dimmed Circuit Watts) | Single Stage Dimming | 4100500030086 | 51
50 | NVC Lighting | LED Street Lights |  | NBF50/OP2/740, NBF50/OP3/740, NBF50/OP4/740, NBF50/OP5/740 | Non Dimmed | 4100500030100 | 51
50 | Philips Lighting | LED Street Lights | BGP382 | Iridium Gen 3 Med GRN75 740 | Non Dimmed | 4100500031100 | 50
50 | Thorn Lighting | LED Street Lights |  | Thorn LED Module 50W | Non Dimmed | 4100500998100 | 50
50 | Philips WRTL | LED Street Lights |  | Luma 2A Neutral White 7.4KLm 60LED Constant Flux | Non Dimmed | 4100500999100 | 50
50 | CU Phosco Lighting | LED Street Lights | MLSD-Approved | P851-12 B 350mA 50W CLO | Non Dimmed | 4100506007100 | 50
50 | Philips WRTL | LED Street Lights | MLSD-Approved | Luma 2A Neutral White 7.4KLm 60LED Constant Flux | Non Dimmed | 4100506999100 | 50
51 | Indal WRTL Exterior Lighting Ltd | LED Street Lights | White High Power LED System | Stela Square 36 LED Cool-led / Directa Post Top Road Lighting Luminaire | Non Dimmed | 4100510000100 | 51
51 | Urbis Schréder | LED Street Lights |  | 38 LED HS Module | Non Dimmed | 4100510001100 | 51
51 | Indal WRTL Exterior Lighting Ltd | LED Street Lights |  | Stela Wide 44 LED 51W Cree XPG 350mA Cool White 1-10V Dimmable Road Lighting Lumminaire (Dimmed 73% Circuit Watts) | Single Stage Dimming | 4100510002073 | 52
51 | Indal WRTL Exterior Lighting Ltd | LED Street Lights |  | Stela Wide 44 LED 51W Cree XPG 350mA Cool White 1-10V Dimmable Road Lighting Lumminaire | Non Dimmed | 4100510002100 | 52
51 | Siteco Ltd | LED Street Lights |  | SL10 Mini Basic (Dimmed 45% full power circuit watts) | Single Stage Dimming | 4100510003045 | 51
51 | Siteco Ltd | LED Street Lights |  | SL10 Mini Basic (Full Power) | Non Dimmed | 4100510003100 | 51
51 | CU Phosco Lighting | LED Street Lights |  | P567A LED 8 500mA 51W V2 | Non Dimmed | 4100510004100 | 51
51 | CU Phosco Lighting | LED Street Lights |  | P851-8 B 500mA 51W | Non Dimmed | 4100510005100 | 51
51 | CU Phosco Lighting | LED Street Lights |  | P567A LED 6 700mA 51W V2 CLO | Non Dimmed | 4100510006100 | 51
51 | Urbis Schréder | LED Street Lights |  | 48LED LF350mA Module V4 CLO (53% dimmed circuit watts) | Single Stage Dimming | 4100510007053 | 51
51 | Urbis Schréder | LED Street Lights |  | 48 LED LF 350mA Module V4 CLO (76% Dimmed Circuit Watts) | Single Stage Dimming | 4100510007076 | 51
51 | Urbis Schréder | LED Street Lights |  | 48LED LF350mA Module V4 CLO | Non Dimmed | 4100510007100 | 51
51 | CREE Lighting | LED Street Lights |  | XSP IP66 T3EU 1 MOD 40K 53W ADJ FLD CL1 SV (27% Dimmed Circuit Watts) | Single Stage Dimming | 4100510008027 | 51
51 | CREE Lighting | LED Street Lights |  | XSP IP66 T3EU 1 MOD 40K 53W ADJ FLD CL1 SV (35% Dimmed Circuit Watts) | Single Stage Dimming | 4100510008035 | 51
51 | CREE Lighting | LED Street Lights |  | XSP IP66 T3EU 1 MOD 40K 53W ADJ FLD CL1 SV (47% Dimmed Circuit Watts) | Single Stage Dimming | 4100510008047 | 51
51 | CREE Lighting | LED Street Lights |  | XSP IP66 T3EU 1 MOD 40K 53W ADJ FLD CL1 SV (55% Dimmed Circuit Watts) | Single Stage Dimming | 4100510008055 | 51
51 | CREE Lighting | LED Street Lights |  | XSP IP66 T3EU 1 MOD 40K 53W ADJ FLD CL1 SV (65% Dimmed Circuit Watts) | Single Stage Dimming | 4100510008065 | 51
51 | CREE Lighting | LED Street Lights |  | XSP IP66 T3EU 1 MOD 40K 53W ADJ FLD CL1 SV (73% Dimmed Circuit Watts) | Single Stage Dimming | 4100510008073 | 51
51 | CREE Lighting | LED Street Lights |  | XSP IP66 T3EU 1 MOD 40K 53W ADJ FLD CL1 SV (82% Dimmed Circuit Watts) | Single Stage Dimming | 4100510008082 | 51
51 | CREE Lighting | LED Street Lights |  | XSP IP66 T3EU 1 MOD 40K 53W ADJ FLD CL1 SV (90% Dimmed Circuit Watts) | Single Stage Dimming | 4100510008090 | 51
51 | CREE Lighting | LED Street Lights |  | XSP IP66 T3EU 1 MOD 40K 53W ADJ FLD CL1 SV | Non Dimmed | 4100510008100 | 51
51 | Holophane Europe ltd | LED Street Lights |  | VMX.V2 32 LED Street Lighting Luminaire (525 mA) CLO (90%) (55% Dimmed Circuit Watts - 50% Dimmed Drive Current) | Single Stage Dimming | 4100510009055 | 51
51 | Holophane Europe ltd | LED Street Lights |  | VMX.V2 32 LED Street Lighting Luminaire (525 mA) CLO (90%) (63% Dimmed Circuit Watts - 60% Dimmed Drive Current) | Single Stage Dimming | 4100510009063 | 51
51 | Holophane Europe ltd | LED Street Lights |  | VMX.V2 32 LED Street Lighting Luminaire (525 mA) CLO (90%) (73% Dimmed Circuit Watts - 70% Dimmed Drive Current) | Single Stage Dimming | 4100510009073 | 51
51 | Holophane Europe ltd | LED Street Lights |  | VMX.V2 32 LED Street Lighting Luminaire (525 mA) CLO (90%) | Non Dimmed | 4100510009100 | 51
51 | Holophane Europe ltd | LED Street Lights |  | VMX.V3 48 LED Street Lighting Luminaire (350 mA) CLO (90%) (55% Dimmed Circuit Watts - 50% Dimmed Drive Current) | Single Stage Dimming | 4100510010055 | 51
51 | Holophane Europe ltd | LED Street Lights |  | VMX.V3 48 LED Street Lighting Luminaire (350 mA) CLO (90%) (63% Dimmed Circuit Watts - 60% Dimmed Drive Current) | Single Stage Dimming | 4100510010063 | 51
51 | Holophane Europe ltd | LED Street Lights |  | VMX.V3 48 LED Street Lighting Luminaire (350 mA) CLO (90%) (73% Dimmed Circuit Watts - 70% Dimmed Drive Current) | Single Stage Dimming | 4100510010073 | 51
51 | Holophane Europe ltd | LED Street Lights |  | VMX.V3 48 LED Street Lighting Luminaire (350 mA) CLO (90%) | Non Dimmed | 4100510010100 | 51
51 | Urbis Schréder | LED Street Lights |  | 48 LED 350mA LF Module V5 CLO (53% dimmed circuit watts) | Single Stage Dimming | 4100510011053 | 51
51 | Urbis Schréder | LED Street Lights |  | 48 LED 350mA LF Module V5 CLO (76% dimmed circuit watts) | Single Stage Dimming | 4100510011076 | 51
51 | Urbis Schréder | LED Street Lights |  | 48 LED 350mA LF Module V5 CLO | Non Dimmed | 4100510011100 | 51
51 | Thorn Lighting | LED Street Lights |  | Thorn LED Module 51W | Non Dimmed | 4100510012100 | 51
51 | Holophane Europe ltd | LED Street Lights |  | VMX.V1 16 LED Street Lighting Luminaire (1000 mA) CLO (85%) | Non Dimmed | 4100510013100 | 51
51 | CU Phosco Lighting | LED Street Lights |  | P853-32-**-NW-*500mA | Non Dimmed | 4100510014100 | 51
51 | Holophane Europe ltd | LED Street Lights |  | VMX.V2 (D334) 32 LED Street Lighting Luminaire (525 mA) CLO (90%) (53% Dimmed Circuit Watts - 50% Dimmed Drive Current) | Single Stage Dimming | 4100510015053 | 51
51 | Holophane Europe ltd | LED Street Lights |  | VMX.V2 (D334) 32 LED Street Lighting Luminaire (525 mA) CLO (90%) (63% Dimmed Circuit Watts - 60% Dimmed Drive Current) | Single Stage Dimming | 4100510015063 | 51
51 | Holophane Europe ltd | LED Street Lights |  | VMX.V2 (D334) 32 LED Street Lighting Luminaire (525 mA) CLO (90%) (71% Dimmed Circuit Watts - 70% Dimmed Drive Current) | Single Stage Dimming | 4100510015071 | 51
51 | Holophane Europe ltd | LED Street Lights |  | VMX.V2 (D334) 32 LED Street Lighting Luminaire (525 mA) CLO (90%) | Non Dimmed | 4100510015100 | 51
51 | Urbis Schréder | LED Street Lights |  | 48 LED 350mA V6 CLO (55% Dimmed Circuit Watts) | Single Stage Dimming | 4100510016055 | 51
51 | Urbis Schréder | LED Street Lights |  | 48 LED 350mA V6 CLO (78% Dimmed Circuit Watts) | Single Stage Dimming | 4100510016078 | 51
51 | Urbis Schréder | LED Street Lights |  | 48 LED 350mA V6 CLO | Non Dimmed | 4100510016100 | 51
51 | Holophane Europe ltd | LED Street Lights |  | VMX.V1 16LED (Lux Mz) Street Lighting Luminaire (300mA) CLO (70%) (55% Dimmed Circuit Watts - 50% Dimmed Drive Current) | Single Stage Dimming | 4100510017055 | 51
51 | Holophane Europe ltd | LED Street Lights |  | VMX.V1 16LED (Lux Mz) Street Lighting Luminaire (300mA) CLO (70%) (63% Dimmed Circuit Watts - 60% Dimmed Drive Current) | Single Stage Dimming | 4100510017063 | 51
51 | Holophane Europe ltd | LED Street Lights |  | VMX.V1 16LED (Lux Mz) Street Lighting Luminaire (300mA) CLO (70%) (73% Dimmed Circuit Watts - 70% Dimmed Drive Current) | Single Stage Dimming | 4100510017073 | 51
51 | Holophane Europe ltd | LED Street Lights |  | VMX.V1 16LED (Lux Mz) Street Lighting Luminaire (300mA) CLO (70%) | Non Dimmed | 4100510017100 | 51
51 | Lite-On Technology Corporation | LED Street Lights |  | PA2-60H-350_BOL CLO (72%) | Non Dimmed | 4100510018100 | 51
51 | Lite-On Technology Corporation | LED Street Lights |  | PA2-100H-350_BOL CLO (45%) | Non Dimmed | 4100510019100 | 51
51 | Urbis Schreder | LED Street Lights |  | 40 LED 410mA DDP1 (55% Dimmed Circuit Watts) | Single Stage Dimming | 4100510020055 | 51
51 | Urbis Schreder | LED Street Lights |  | 40 LED 410mA DDP1 (78% Dimmed Circuit Watts) | Single Stage Dimming | 4100510020078 | 51
51 | Urbis Schreder | LED Street Lights |  | 40 LED 410mA DDP1 | Non Dimmed | 4100510020100 | 51
51 | Philips WRTL | LED Street Lights |  | Mini Luma M1A Cool White 7.6KLm, Neutral White 7.2KLm, Luma 1 Cool White 8.2KLm Constant Flux | Non Dimmed | 4100510999100 | 51
51 | Philips WRTL | LED Street Lights | MLSD-Approved | Mini Luma M1A Cool White 7.6KLm, Neutral White 7.2KLm, Luma 1 Cool White 8.2KLm Constant Flux | Non Dimmed | 4100516999100 | 51
52 | Philips Lighting | LED Street Lights |  | LEDGine ECO60 Cool White 5700K 657/LEDGine ECO57 Neutral White 4000K 740 | Non Dimmed | 4100520000100 | 52
52 | OrangeTek | LED Street Lights |  | ARIALED 50 | Non Dimmed | 4100520002100 | 52
52 | Urbis Schréder | LED Street Lights |  | 32 LED LF 500mA Module V2 (54%) | Single Stage Dimming | 4100520003054 | 52
52 | Urbis Schréder | LED Street Lights |  | 32 LED LF 500mA Module V2 (73%) | Single Stage Dimming | 4100520003073 | 52
52 | Urbis Schréder | LED Street Lights |  | 32 LED LF 500mA Module V2 | Non Dimmed | 4100520003100 | 52
52 | CU Phosco Lighting | LED Street Lights |  | P851-12 B 350mA 52W | Non Dimmed | 4100520004100 | 52
52 | CREE Lighting | LED Street Lights | CREE LEDway Road 30 LED unit | 30 LED CREE LEDway Road driven at 525mA | Non Dimmed | 4100520005100 | 52
52 | DW Windsor Ltd | LED Street Lights |  | 2LX2-113-15 LED Engine - 500mA (52% dimmed circuit watts) | Single Stage Dimming | 4100520006052 | 52
52 | DW Windsor Ltd | LED Street Lights |  | 2LX2-113-15 LED Engine - 500mA (71% Dimmed Circuit Watts) | Single Stage Dimming | 4100520006071 | 52
52 | DW Windsor Ltd | LED Street Lights |  | 2LX2-113-15 LED Engine - 500mA (75% dimmed circuit watts) | Single Stage Dimming | 4100520006075 | 52
52 | DW Windsor Ltd | LED Street Lights |  | 2LX2-113-15 LED Engine - 500mA | Non Dimmed | 4100520006100 | 52
52 | GE Hungary Kft | LED Street Lights |  | SP L/1/F/BX/52/40/A/ST/C1/P/P50 (55% Dimmed Circuit Watts) | Single Stage Dimming | 4100520007055 | 51
52 | GE Hungary Kft | LED Street Lights |  | SP L/1/F/BX/52/40/A/ST/C1/P/P50 | Non Dimmed | 4100520007100 | 51
52 | LED Roadway Lighting | LED Street Lights |  | NXT-36 52W | Non Dimmed | 4100520008100 | 53
52 | ASD Lighting | LED Street Lights |  | HIGHWAY CRYSTAL 32 LED 500mA | Non Dimmed | 4100520010100 | 52
52 | CU Phosco Lighting | LED Street Lights |  | PXXX-9LED-740NW-500mA CLO | Non Dimmed | 4100520011100 | 55
52 | CU Phosco Lighting | LED Street Lights |  | P851-12-*-***-NW-*0350-CLO-PHSB3 | Non Dimmed | 4100520012100 | 52
52 | CU Phosco Lighting | LED Street Lights |  | PXXX-9LED-740NW-450mA | Non Dimmed | 4100520013100 | 52
52 | LED Roadway Lighting | LED Street Lights |  | NXT-36 52W CLO (73% Dimmed Circuit Watts) | Single Stage Dimming | 4100520014073 | 51
52 | LED Roadway Lighting | LED Street Lights |  | NXT-36 52W CLO | Non Dimmed | 4100520014100 | 51
52 | GE Hungary Kft | LED Street Lights |  | SLBT/1E/F/B/52/40/D/ST/C1/N/S60/R7035 | Non Dimmed | 4100520015100 | 50
52 | DW Windsor Ltd | LED Street Lights |  | 3LX2-113-15 LED Engine - 350mA 100% | Non Dimmed | 4100520016100 | 52
52 | DW Windsor Ltd | LED Street Lights |  | 3LX2-113-15 LED Engine - 350mA (33% Dimmed Circuit Watts) | Single Stage Dimming | 4100520017033 | 52
52 | DW Windsor Ltd | LED Street Lights |  | 3LX2-113-15 LED Engine - 350mA (54% Dimmed Circuit Watts) | Single Stage Dimming | 4100520017054 | 52
52 | DW Windsor Ltd | LED Street Lights |  | 3LX2-113-15 LED Engine - 350mA (73% Dimmed Circuit Watts) | Single Stage Dimming | 4100520017073 | 52
52 | DW Windsor Ltd | LED Street Lights |  | 3LX2-113-15 LED Engine - 350mA (77% Dimmed Circuit Watts) | Single Stage Dimming | 4100520017077 | 52
52 | DW Windsor Ltd | LED Street Lights |  | 3LX2-113-15 LED Engine - 350mA | Non Dimmed | 4100520017100 | 52
52 | Thorn Lighting | LED Street Lights |  | Thorn LED Module 52W | Non Dimmed | 4100520018100 | 52
52 | ASD Lighting | LED Street Lights |  | HIGHWAY DIAMOND 32 LED 500mA 50% O/P (52% Dimmed Circuit Watts) | Single Stage Dimming | 4100520019052 | 52
52 | ASD Lighting | LED Street Lights |  | HIGHWAY DIAMOND 32 LED 500mA | Non Dimmed | 4100520019100 | 52
52 | Ark Lighting Ltd | LED Street Lights |  | CobraBitmapLB48.35 | Non Dimmed | 4100520020100 | 52
52 | GE Hungary Kft | LED Street Lights |  | SP L/2/F/B/52/40/D/ST/C1/P/S60 | Non Dimmed | 4100520021100 | 51
52 | Urbis Schréder | LED Street Lights |  | 24 LED 690mA DDP2 CLO (52% Dimmed Circuit Watts) | Single Stage Dimming | 4100520022052 | 52
52 | Urbis Schréder | LED Street Lights |  | 24 LED 690mA DDP2 CLO (75% Dimmed Circuit Watts) | Single Stage Dimming | 4100520022075 | 52
52 | Urbis Schréder | LED Street Lights |  | 24 LED 690mA DDP2 CLO | Non Dimmed | 4100520022100 | 52
52 | Lite-On Technology Corporation | LED Street Lights |  | PA1-40H-530_BOL CLO (72%) | Non Dimmed | 4100520023100 | 52
52 | Philips WRTL | LED Street Lights |  | Mini Luma M1A Cool White 7.8KLm, Luma 1 Cool White 8.4KLm, Neutral White 7.6KLm, Neutral White 7.8KLm Constant Flux | Non Dimmed | 4100520999100 | 52
52 | Urbis Schréder | LED Street Lights | MLSD-Approved | 32 LED LF 500mA Module V2 | Non Dimmed | 4100526000100 | 52
52 | CU Phosco Lighting | LED Street Lights | MLSD-Approved | P851-12 B 350mA 52W | Non Dimmed | 4100526004100 | 52
52 | Philips WRTL | LED Street Lights | MLSD-Approved | Mini Luma M1A Cool White 7.8KLm, Luma 1 Cool White 8.4KLm, Neutral White 7.6KLm, Neutral White 7.8KLm Constant Flux | Non Dimmed | 4100526999100 | 52
53 | Urbis Schréder | LED Street Lights |  | 40 LED HS Module | Non Dimmed | 4100530000100 | 53
53 | CU Phosco RUUD Lighting | LED Street Lights | 40 LED Minor Road Luminaire | Code = Product description (must be LXS or LYS), optic type (any), mounting (any), number of LEDs (must be 04 actually = 40 LEDs), Type of LED (must be B), colour (any). | Non Dimmed | 4100530001100 | 53
53 | Philips Lighting | LED Street Lights |  | LEDGine GRN62 Cool White 5700K 657 | Non Dimmed | 4100530002100 | 53
53 | Philips Lighting | LED Street Lights |  | LEDGine GRN59 Neutral White 4000K 740 | Non Dimmed | 4100530003100 | 53
53 | Philips Lighting | LED Street Lights |  | LEDGine GRN48 Warm White 3000k 830 | Non Dimmed | 4100530004100 | 53
53 | CU Phosco Lighting | LED Street Lights |  | P851-4 B 1000mA 53W | Non Dimmed | 4100530005100 | 53
53 | CU Phosco Lighting | LED Street Lights |  | P851-8 B 550mA 53W CLO | Non Dimmed | 4100530006100 | 53
53 | iGuzzini Illuminazione (UK) Ltd | LED Street Lights | 48 LED A60 Optic, 48 LED ST1C G6 Optic, 48 LED A45C Optic | WOW small Profile 1 - 350mA (53% dimmed circuit watts) | Single Stage Dimming | 4100530007053 | 62
53 | iGuzzini Illuminazione (UK) Ltd | LED Street Lights | 48 LED A60 Optic, 48 LED ST1C G6 Optic, 48 LED A45C Optic | WOW small Profile 1 - 350mA (71% dimmed circuit watts) | Single Stage Dimming | 4100530007071 | 62
53 | iGuzzini Illuminazione (UK) Ltd | LED Street Lights | 48 LED A60 Optic, 48 LED ST1C G6 Optic, 48 LED A45C Optic | WOW small Profile 1 - 350mA | Non Dimmed | 4100530007100 | 62
53 | CU Phosco Lighting | LED Street Lights |  | P851-6 B 700mA 53W | Non Dimmed | 4100530008100 | 53
53 | CU Phosco Lighting | LED Street Lights |  | P567A LED 6 700mA 53W V2 | Non Dimmed | 4100530009100 | 53
53 | Philips Lighting | LED Street Lights | Clearway | Clearway BGP302 LED52S 740 CLO (51% dimmed circuit watts) | Single Stage Dimming | 4100530010051 | 53
53 | Philips Lighting | LED Street Lights | Clearway | Clearway BGP302 LED52S 740 CLO | Non Dimmed | 4100530010100 | 53
53 | Ark Lighting | LED Street Lights |  | Acorn-LA6/700 | Non Dimmed | 4100530011100 | 53
53 | LED Roadway Lighting | LED Street Lights |  | NXT-48 53W | Non Dimmed | 4100530012100 | 55
53 | CU Phosco Lighting | LED Street Lights |  | P851-6 B 750mA 53W CLO | Non Dimmed | 4100530013100 | 53
53 | Philips Lighting | LED Street Lights | 2 Fastflex Board | 75W Xitanium Driver 0.7A with 2No 2 X8 740 FastFlex Board | Non Dimmed | 4100530014100 | 53
53 | ASD Lighting | LED Street Lights |  | 48 LED FITTING HWC/B47LED4835-S1 | Non Dimmed | 4100530015100 | 53
53 | Thorn Lighting | LED Street Lights |  | R-PEC LED Module, 48 LED's @380mA-CLO, R2L2 S 48L38-CLO (68% Dimmed Circuit Watts) | Single Stage Dimming | 4100530016068 | 53
53 | Thorn Lighting | LED Street Lights |  | R-PEC LED Module, 48 LED's @380mA-CLO R2L2 S 48L38-CLO | Non Dimmed | 4100530016100 | 53
53 | LED Roadway Lighting | LED Street Lights |  | NXT-48 53W CLO (53% Dimmed Circuit Watts) | Single Stage Dimming | 4100530017053 | 53
53 | LED Roadway Lighting | LED Street Lights |  | NXT-48 53W CLO (77% Dimmed Circuit Watts) | Single Stage Dimming | 4100530017077 | 53
53 | LED Roadway Lighting | LED Street Lights |  | NXT-48 53W CLO | Non Dimmed | 4100530017100 | 53
53 | Low Carbon Lighting Limited | LED Street Lights |  | LuxOn 53W | Non Dimmed | 4100530018100 | 53
53 | Holophane Europe ltd | LED Street Lights |  | VMX.V2 32 LED Street Lighting Luminaire (525 mA) (54% Dimmed Circuit Watts - 50% Dimmed Drive Current) | Single Stage Dimming | 4100530019054 | 54
53 | Holophane Europe ltd | LED Street Lights |  | VMX.V2 32 LED Street Lighting Luminaire (525 mA) (63% Dimmed Circuit Watts - 60% Dimmed Drive Current) | Single Stage Dimming | 4100530019063 | 54
53 | Holophane Europe ltd | LED Street Lights |  | VMX.V2 32 LED Street Lighting Luminaire (525 mA) (72% Dimmed Circuit Watts - 70% Dimmed Drive Current) | Single Stage Dimming | 4100530019072 | 54
53 | Holophane Europe ltd | LED Street Lights |  | VMX.V2 32 LED Street Lighting Luminaire (525 mA) (76% Dimmed Circuit Watts - 75% Dimmed Drive Current) | Single Stage Dimming | 4100530019076 | 54
53 | Holophane Europe ltd | LED Street Lights |  | VMX.V2 32 LED Street Lighting Luminaire (525 mA) | Non Dimmed | 4100530019100 | 54
53 | Holophane Europe ltd | LED Street Lights |  | VMX.V3 48 LED Street Lighting Luminaire (350 mA) (54% Dimmed Circuit Watts - 50% Dimmed Drive Current) | Single Stage Dimming | 4100530020054 | 54
53 | Holophane Europe ltd | LED Street Lights |  | VMX.V3 48 LED Street Lighting Luminaire (350 mA) (63% Dimmed Circuit Watts - 60% Dimmed Drive Current) | Single Stage Dimming | 4100530020063 | 54
53 | Holophane Europe ltd | LED Street Lights |  | VMX.V3 48 LED Street Lighting Luminaire (350 mA) (72% Dimmed Circuit Watts - 70% Dimmed Drive Current) | Single Stage Dimming | 4100530020072 | 54
53 | Holophane Europe ltd | LED Street Lights |  | VMX.V3 48 LED Street Lighting Luminaire (350 mA) (76% Dimmed Circuit Watts - 75% Dimmed Drive Current) | Single Stage Dimming | 4100530020076 | 54
53 | Holophane Europe ltd | LED Street Lights |  | VMX.V3 48 LED Street Lighting Luminaire (350 mA) | Non Dimmed | 4100530020100 | 54
53 | LED Roadway Lighting | LED Street Lights |  | NXT-48 53W CLO (72% Dimmed Circuit Watts) | Single Stage Dimming | 4100530021072 | 53
53 | LED Roadway Lighting | LED Street Lights |  | NXT-48 53W CLO | Non Dimmed | 4100530021100 | 53
53 | Holophane Europe ltd | LED Street Lights |  | VMX.V1 16 LED Street Lighting Luminaire (1000 mA) CLO (90%) (53% Dimmed Circuit Watts - 50% Dimmed Drive Current) | Single Stage Dimming | 4100530022053 | 53
53 | Holophane Europe ltd | LED Street Lights |  | VMX.V1 16 LED Street Lighting Luminaire (1000 mA) CLO (90%) (62% Dimmed Circuit Watts - 60% Dimmed Drive Current) | Single Stage Dimming | 4100530022062 | 53
53 | Holophane Europe ltd | LED Street Lights |  | VMX.V1 16 LED Street Lighting Luminaire (1000 mA) CLO (90%) (72% Dimmed Circuit Watts - 70% Dimmed Drive Current) | Single Stage Dimming | 4100530022072 | 53
53 | Holophane Europe ltd | LED Street Lights |  | VMX.V1 16 LED Street Lighting Luminaire (1000 mA) CLO (90%) | Non Dimmed | 4100530022100 | 53
53 | Urbis Schréder | LED Street Lights |  | 40 LED LF2 450mA Module DDP1 CLO (55% Dimmed Circuit Watts) | Single Stage Dimming | 4100530023055 | 53
53 | Urbis Schréder | LED Street Lights |  | 40 LED LF2 450mA Module DDP1 CLO (77% Dimmed Circuit Watts) | Single Stage Dimming | 4100530023077 | 53
53 | Urbis Schréder | LED Street Lights |  | 40 LED LF2 450mA Module DDP1 CLO | Non Dimmed | 4100530023100 | 53
53 | GE Hungary Kft | LED Street Lights |  | SP L/2/F/B/53/40/D/ST/C1/P/P50 | Non Dimmed | 4100530024100 | 52
53 | Holophane Europe ltd | LED Street Lights |  | VMX.V1 (D334) 16 LED Street Lighting Luminaire (1000mA) (51% Dimmed Circuit Watts - 50% Dimmed Drive Current) | Single Stage Dimming | 4100530025051 | 53
53 | Holophane Europe ltd | LED Street Lights |  | VMX.V1 (D334) 16 LED Street Lighting Luminaire (1000mA) (60% Dimmed Circuit Watts - 60% Dimmed Drive Current) | Single Stage Dimming | 4100530025060 | 53
53 | Holophane Europe ltd | LED Street Lights |  | VMX.V1 (D334) 16 LED Street Lighting Luminaire (1000mA) (72% Dimmed Circuit Watts - 70% Dimmed Drive Current) | Single Stage Dimming | 4100530025072 | 53
53 | Holophane Europe ltd | LED Street Lights |  | VMX.V1 (D334) 16 LED Street Lighting Luminaire (1000 mA) | Non Dimmed | 4100530025100 | 53
53 | Holophane Europe ltd | LED Street Lights |  | VMX.V2 (D334) 32 LED Street Lighting Luminaire (525 mA) (53% Dimmed Circuit Watts - 50% Dimmed Drive Current) | Single Stage Dimming | 4100530026053 | 53
53 | Holophane Europe ltd | LED Street Lights |  | VMX.V2 (D334) 32 LED Street Lighting Luminaire (525 mA) (62% Dimmed Circuit Watts - 60% Dimmed Drive Current) | Single Stage Dimming | 4100530026062 | 53
53 | Holophane Europe ltd | LED Street Lights |  | VMX.V2 (D334) 32 LED Street Lighting Luminaire (525 mA) (72% Dimmed Circuit Watts - 70% Dimmed Drive Current) | Single Stage Dimming | 4100530026072 | 53
53 | Holophane Europe ltd | LED Street Lights |  | VMX.V2 (D334) 32 LED Street Lighting Luminaire (525 mA) | Non Dimmed | 4100530026100 | 53
53 | CREE Lighting | LED Street Lights |  | XSPC series, H - Driver, DY3 (51% Dimmed Circuit Watts) | Single Stage Dimming | 4100530027051 | 53
53 | CREE Lighting | LED Street Lights |  | XSPC series, H - Driver, DY3 | Non Dimmed | 4100530027100 | 53
53 | CREE Lighting | LED Street Lights |  | XSPC series, H - Driver, DY8 (70% Dimmed Circuit Watts) | Single Stage Dimming | 4100530028070 | 53
53 | CREE Lighting | LED Street Lights |  | XSPC series, H - Driver, DY8 | Non Dimmed | 4100530028100 | 53
53 | Urbis Schréder | LED Street Lights |  | 24 LED 690mA DDP1 (51% Dimmed Circuit Watts) | Single Stage Dimming | 4100530029051 | 53
53 | Urbis Schréder | LED Street Lights |  | 24 LED 690mA DDP1 (74% Dimmed Circuit Watts) | Single Stage Dimming | 4100530029074 | 53
53 | Urbis Schréder | LED Street Lights |  | 24 LED 690mA DDP1 | Non Dimmed | 4100530029100 | 53
53 | CREE Lighting | LED Street Lights |  | XSPC series, H - Driver, G4 (51% Dimmed Circuit Watts) | Single Stage Dimming | 4100530030051 | 53
53 | CREE Lighting | LED Street Lights |  | XSPC series, H - Driver, G4 | Non Dimmed | 4100530030100 | 53
53 | OrangeTek | LED Street Lights |  | Arialed 60, Nichia, 350mA CLO 80% (81% Dimmed Circuit Watts) | Single Stage Dimming | 4100530031081 | 53
53 | OrangeTek | LED Street Lights |  | Arialed 60, Nichia, 350mA CLO 80% | Non Dimmed | 4100530031100 | 53
53 | Thorn Lighting | LED Street Lights |  | Thorn LED Module 53W | Non Dimmed | 4100530998100 | 53
53 | Philips WRTL | LED Street Lights |  | Luma 2A Neutral White 7.6KLm 60LED, Neutral White 7.8KLm 60LED Constant Flux | Non Dimmed | 4100530999100 | 53
53 | CU Phosco Lighting | LED Street Lights | MLSD-Approved | P851-8 B 550mA 53W CLO | Non Dimmed | 4100536000100 | 53
54 | Vision Illumination | LED Street Lights |  | 54W High Frequency LED PCB Drivers and array | Non Dimmed | 4100540000100 | 55
54 | CU Phosco Lighting | LED Street Lights |  | 24 LED 4P (V3) Full Power | Non Dimmed | 4100540002100 | 54
54 | CU Phosco Lighting | LED Street Lights |  | 24 LED 4P (V3) Reduced Operation 93% (650mA) | Non Dimmed | 4100540003100 | 50
54 | CU Phosco Lighting | LED Street Lights |  | 24 LED 4P (V3) Reduced Operation 86% (600mA) | Non Dimmed | 4100540004100 | 47
54 | CU Phosco Lighting | LED Street Lights |  | 24 LED 4P (V3) Reduced Operation 79% (550mA) | Non Dimmed | 4100540005100 | 43
54 | CU Phosco Lighting | LED Street Lights |  | 24 LED 4P (V3) Reduced Operation 72% (500mA) | Non Dimmed | 4100540006100 | 39
54 | CU Phosco Lighting | LED Street Lights |  | 24 LED 4P (V3) Reduced Operation 65% (450mA) | Non Dimmed | 4100540007100 | 35
54 | CU Phosco Lighting | LED Street Lights |  | 24 LED 4P (V3) Reduced Operation 58% (400mA) | Non Dimmed | 4100540008100 | 31
54 | CU Phosco Lighting | LED Street Lights |  | 24 LED 4P (V3) Reduced Operation 51% (350mA) | Non Dimmed | 4100540009100 | 28
54 | CU Phosco Lighting | LED Street Lights |  | 24 LED 4P (V3) Reduced Operation 45% (300mA) | Non Dimmed | 4100540010100 | 24
54 | CU Phosco Lighting | LED Street Lights |  | 24 LED 4P (V3) Reduced Operation 38% (250mA) | Non Dimmed | 4100540011100 | 21
54 | CU Phosco Lighting | LED Street Lights |  | 24 LED 4P (V3) Reduced Operation 32% (200mA) | Non Dimmed | 4100540012100 | 17
54 | Urbis Schréder | LED Street Lights |  | 48 LED LF 350mA Module V2 (52% Dimmed Circuit Watts) | Single Stage Dimming | 4100540013052 | 54
54 | Urbis Schréder | LED Street Lights |  | 48 LED LF 350mA Module V2 (65% Dimmed Circuit Watts) | Single Stage Dimming | 4100540013065 | 54
54 | Urbis Schréder | LED Street Lights |  | 48 LED LF 350mA Module V2 (69% Dimmed Circuit Watts) | Single Stage Dimming | 4100540013069 | 54
54 | Urbis Schréder | LED Street Lights |  | 48 LED LF Module V2 (dimmed 74%) | Single Stage Dimming | 4100540013074 | 54
54 | Urbis Schréder | LED Street Lights |  | 48 LED LF 350mA Module V2 | Non Dimmed | 4100540013100 | 54
54 | CU Phosco RUUD Lighting | LED Street Lights | 20D LED MINOR ROAD LUMINAIRE | Ledway Road L*D***02D Code = Product description (must be LXD or LYD), optic type (any), mounting (any), number of LEDs (must be 02 actually = 20 LEDs), Type of LED (must be D), colour (any). | Non Dimmed | 4100540014100 | 55
54 | OrangeTek | LED Street Lights |  | ARIALED 50 350mA (52% dimmed circuit watts) | Single Stage Dimming | 4100540015052 | 54
54 | OrangeTek | LED Street Lights |  | ARIALED 50 350mA (70% dimmed circuit watts) | Single Stage Dimming | 4100540015070 | 54
54 | OrangeTek | LED Street Lights |  | ARIALED 50 350mA | Non Dimmed | 4100540015100 | 54
54 | Thorn Lighting | LED Street Lights |  | R-PEC LED Module, 48 LED's @350mA R2L2 S 48L35 (54% dimmed circuit watts) | Single Stage Dimming | 4100540016054 | 54
54 | Thorn Lighting | LED Street Lights |  | R-PEC LED Module, 48 LED's @350mA R2L2 S 48L35 (80% dimmed circuit watts) | Single Stage Dimming | 4100540016080 | 54
54 | Thorn Lighting | LED Street Lights |  | R-PEC LED Module, 48 LED's @350mA R2L2 S 48L35 | Non Dimmed | 4100540016100 | 54
54 | DW Windsor Ltd | LED Street Lights |  | 1LX2-113-15 LED Engine - 1000mA (28% Dimmed Circuit Watts) | Single Stage Dimming | 4100540017028 | 54
54 | DW Windsor Ltd | LED Street Lights |  | 1LX2-113-15 LED Engine - 1000mA (52% dimmed circuit watts) | Single Stage Dimming | 4100540017052 | 54
54 | DW Windsor Ltd | LED Street Lights |  | 1LX2-113-15 LED Engine - 1000mA (69% Dimmed Circuit Watts) | Single Stage Dimming | 4100540017069 | 54
54 | DW Windsor Ltd | LED Street Lights |  | 1LX2-113-15 LED Engine - 1000mA (76% dimmed circuit watts) | Single Stage Dimming | 4100540017076 | 54
54 | DW Windsor Ltd | LED Street Lights |  | 1LX2-113-15 LED Engine - 1000mA | Non Dimmed | 4100540017100 | 54
54 | LED Roadway Lighting | LED Street Lights |  | NXT-24 54W | Non Dimmed | 4100540018100 | 56
54 | GE Hungary Kft | LED Street Lights |  | OD L/1/F/C/54/40/D/ST/C1/N/P60/R7035 (54% Dimmed Circuit Watts) | Single Stage Dimming | 4100540019054 | 54
54 | GE Hungary Kft | LED Street Lights |  | OD L/1/F/C/54/40/D/ST/C1/N/P60/R7035 | Non Dimmed | 4100540019100 | 54
54 | GE Hungary Kft | LED Street Lights |  | OD L/2/F/C/54/40/D/ST/C1/N/P60/R7035 (54% Dimmed Circuit Watts) | Single Stage Dimming | 4100540020054 | 54
54 | GE Hungary Kft | LED Street Lights |  | OD L/2/F/C/54/40/D/ST/C1/N/P60/R7035 | Non Dimmed | 4100540020100 | 54
54 | GE Hungary Kft | LED Street Lights |  | SP L/1/F/BX/54/40/D/ST/C1/P/S50 (51% Dimmed Circuit Watts) | Single Stage Dimming | 4100540021051 | 53
54 | GE Hungary Kft | LED Street Lights |  | SP L/1/F/BX/54/40/D/ST/C1/P/S50 | Non Dimmed | 4100540021100 | 53
54 | Urbis Schréder | LED Street Lights |  | 24 LED 700mA Module V5 (52% dimmed circuit watts) | Single Stage Dimming | 4100540022052 | 54
54 | Urbis Schréder | LED Street Lights |  | 24 LED 700mA Module V5 (76% dimmed circuit watts) | Single Stage Dimming | 4100540022076 | 54
54 | Urbis Schréder | LED Street Lights |  | 24 LED 700mA Module V5 | Non Dimmed | 4100540022100 | 54
54 | Harvard Engineering | LED Street Lights | RetroSon LED Module | RetroSonXX - 4800lm module Standard Efficacy (26% Dimmed Circuit Watts) | Single Stage Dimming | 4100540023026 | 54
54 | Harvard Engineering | LED Street Lights | RetroSon LED Module | RetroSonXX - 4800lm module Standard Efficacy (50% Dimmed Circuit Watts) | Single Stage Dimming | 4100540023050 | 54
54 | Harvard Engineering | LED Street Lights | RetroSon LED Module | RetroSonXX - 4800lm module Standard Efficacy (80% Dimmed Circuit Watts) | Single Stage Dimming | 4100540023080 | 54
54 | Harvard Engineering | LED Street Lights | RetroSon LED Module | RetroSonXX - 4800lm module SE | Non Dimmed | 4100540023100 | 54
54 | CU Phosco Lighting | LED Street Lights |  | P851-12-*-***-NW-*0350-PHSB3 | Non Dimmed | 4100540024100 | 54
54 | Hardie-Secure Products Ltd | LED Street Lights |  | Jewel 54W | Non Dimmed | 4100540025100 | 51
54 | GE Hungary Kft | LED Street Lights |  | NA/1/AWC/54/40/D/ST/C1/N/1/60/R9007 | Non Dimmed | 4100540026100 | 54
54 | GE Hungary Kft | LED Street Lights |  | NA/1/AWC/54/40/D/ST/C2/N/1/60/R9007 | Non Dimmed | 4100540027100 | 52
54 | GE Hungary Kft | LED Street Lights |  | SLBT/1E/F/B/54/40/D/ST/C1/N/S60/R7035 | Non Dimmed | 4100540028100 | 54
54 | Thorn Lighting | LED Street Lights |  | Thorn LED Module 54W | Non Dimmed | 4100540029100 | 54
54 | Urbis Schréder | LED Street Lights |  | 24 LED LF2 750mA Module DD1 CLO (52% Dimmed Circuit Watts) | Single Stage Dimming | 4100540030052 | 54
54 | Urbis Schréder | LED Street Lights |  | 24 LED LF2 750mA Module DD1 CLO (74% Dimmed Circuit Watts) | Single Stage Dimming | 4100540030074 | 54
54 | Urbis Schréder | LED Street Lights |  | 24 LED LF2 750mA Module DD1 CLO | Non Dimmed | 4100540030100 | 54
54 | Urbis Schréder | LED Street Lights |  | 24 LED LF2 750mA Module ADP1 CLO (52% Dimmed Circuit Watts) | Single Stage Dimming | 4100540031052 | 54
54 | Urbis Schréder | LED Street Lights |  | 24 LED LF2 750mA Module ADP1 CLO (76% Dimmed Circuit Watts) | Single Stage Dimming | 4100540031076 | 54
54 | Urbis Schréder | LED Street Lights |  | 24 LED LF2 750mA Module ADP1 CLO | Non Dimmed | 4100540031100 | 54
54 | OrangeTek | LED Street Lights |  | Voyager 24 PP 700mA | Non Dimmed | 4100540032100 | 54
54 | Holophane Europe ltd | LED Street Lights |  | VMX.V1 16LED (Lux Mz) Street Lighting Luminaire (300mA) CLO (80%) (54% Dimmed Circuit Watts - 50% Dimmed Drive Current) | Single Stage Dimming | 4100540033054 | 54
54 | Holophane Europe ltd | LED Street Lights |  | VMX.V1 16LED (Lux Mz) Street Lighting Luminaire (300mA) CLO (80%) (63% Dimmed Circuit Watts - 60% Dimmed Drive Current) | Single Stage Dimming | 4100540033063 | 54
54 | Holophane Europe ltd | LED Street Lights |  | VMX.V1 16LED (Lux Mz) Street Lighting Luminaire (300mA) CLO (80%) (72% Dimmed Circuit Watts - 70% Dimmed Drive Current) | Single Stage Dimming | 4100540033072 | 54
54 | Holophane Europe ltd | LED Street Lights |  | VMX.V1 16LED (Lux Mz) Street Lighting Luminaire (300mA) CLO (80%) | Non Dimmed | 4100540033100 | 54
54 | TRT Lighting | LED Street Lights |  | Aspect Eco 2 54W | Non Dimmed | 4100540034100 | 51
54 | LED Roadway Lighting | LED Street Lights |  | NXT-24 54W CLO (53% Dimmed Circuit Watts) | Single Stage Dimming | 4100540042053 | 53
54 | LED Roadway Lighting | LED Street Lights |  | NXT-24 54W CLO | Non Dimmed | 4100540042100 | 53
54 | Thorn Lighting | LED Street Lights |  | RPEC-Module 48L35 (54% Dimmed Circuit Watts) | Single Stage Dimming | 4100540998054 | 54
54 | Thorn Lighting | LED Street Lights |  | RPEC-Module 48L35 (80% Dimmed Circuit Watts) | Single Stage Dimming | 4100540998080 | 54
54 | Thorn Lighting | LED Street Lights |  | RPEC-Module 48L35 | Non Dimmed | 4100540998100 | 54
54 | Philips WRTL | LED Street Lights |  | Mini Luma M1A Cool White 8KLm, Neutral White 7.4KLm, Luma 1 Cool White 8.6KLm, Neutral White 8KLm, Neutral White 8.2KLm, Luma 2A Neutral White 7.8KLm 60LED, Neutral White 8.2KLm 80LED Constant Flux | Non Dimmed | 4100540999100 | 54
54 | Philips WRTL | LED Street Lights | MLSD-Approved | Mini Luma M1A Cool White 8KLm, Neutral White 7.4KLm, Luma 1 Cool White 8.6KLm, Neutral White 8KLm, Neutral White 8.2KLm, Luma 2A Neutral White 7.8KLm 60LED, Neutral White 8.2KLm 80LED Constant Flux | Non Dimmed | 4100546999100 | 54
55 | LED Roadway Lighting | LED Street Lights |  | Satellite Series 55W Model S48M | Non Dimmed | 4100550000100 | 56
55 | Advanced LEDS Ltd | LED Street Lights |  | 55 Watt Marlin 1000 Luminaire | Non Dimmed | 4100550001100 | 56
55 | LED Roadway Lighting | LED Street Lights |  | LED Streetlight Fixture (55 watts), Model S48S | Non Dimmed | 4100550002100 | 57
55 | Urbis Schréder | LED Street Lights |  | 42 LED HS Module | Non Dimmed | 4100550003100 | 55
55 | CU Phosco Lighting | LED Street Lights | 24 LED (V2) Traditional Post-Top Luminaire | P109 24 LED v2 | Non Dimmed | 4100550004100 | 55
55 | CU Phosco RUUD Lighting | LED Street Lights | 30 LED Minor Road Luminaire | Ledway Road L*D ** * 03C ** Code = Product description (must be LXD or LYD), optic type (any), mounting (any), number of LEDs (must be 03 actually = 30 LEDs), Type of LED (must be C), colour (any). | Non Dimmed | 4100550005100 | 56
55 | Indal WRTL Exterior Lighting Ltd | LED Street Lights |  | Stela Wide 48 LED 55W Cree XPG 350mA Cool White 1-10V Dimmable Road Lighting Lumminaire (Dimmed 75% Circuit Watts) | Single Stage Dimming | 4100550006075 | 56
55 | Indal WRTL Exterior Lighting Ltd | LED Street Lights |  | Stela Wide 48 LED 55W Cree XPG 350mA Cool White 1-10V Dimmable Road Lighting Lumminaire | Non Dimmed | 4100550006100 | 56
55 | Solutions LED | LED Street Lights | LED Street Light Luminaire | LED Starlux Road Lighting Luminaire - 55 Watt | Non Dimmed | 4100550007100 | 53
55 | LED Roadway Lighting | LED Street Lights |  | Satellite Series 55W CLO Dimming Model S48S (51% Dimmed circuit watts) | Single Stage Dimming | 4100550008051 | 49
55 | LED Roadway Lighting | LED Street Lights |  | Satellite Series 55W CLO Dimming Model S48S (76% Dimmed circuit watts) | Single Stage Dimming | 4100550008076 | 49
55 | LED Roadway Lighting | LED Street Lights |  | Satellite Series 55W CLO Dimming Model S48S | Non Dimmed | 4100550008100 | 49
55 | CU Phosco Lighting | LED Street Lights |  | P567A LED 8 550mA 55W V2 | Non Dimmed | 4100550009100 | 55
55 | GE Hungary Kft | LED Street Lights |  | Odyssey LED FG/CX/55/57/DA/STD/C1/NC/PT60 (52% dimmed circuit watts) | Single Stage Dimming | 4100550010052 | 56
55 | GE Hungary Kft | LED Street Lights |  | Odyssey LED FG/CX/55/57/DA/STD/C1/NC/PT60 | Non Dimmed | 4100550010100 | 56
55 | GE Hungary Kft | LED Street Lights |  | SP L/1/F/BX/55/40/D/ST/C1/P/P76 (54% Dimmed Circuit Watts) | Single Stage Dimming | 4100550011054 | 54
55 | GE Hungary Kft | LED Street Lights |  | SP L/1/F/BX/55/40/D/ST/C1/P/P76 | Non Dimmed | 4100550011100 | 54
55 | Thorn Lighting | LED Street Lights |  | R-PEC LED Module, 48 LED's @390mA-CLO, R2L2 S 48L38-CLO (67% Dimmed Circuit Watts) | Single Stage Dimming | 4100550012067 | 55
55 | Thorn Lighting | LED Street Lights |  | R-PEC LED Module, 48 LED's @390mA-CLO R2L2 S 48L38-CLO | Non Dimmed | 4100550012100 | 55
55 | Kingfisher Lighting/AEC Illuminazione | LED Street Lights |  | PIT1xyw4702e_bbv.c****** (700mA) (31% Dimmed Circuit Watts) | Single Stage Dimming | 4100550013031 | 54
55 | Kingfisher Lighting/AEC Illuminazione | LED Street Lights |  | PIT1xyw4702e_bbv.c****** (700mA) (52% Dimmed Circuit Watts) | Single Stage Dimming | 4100550013052 | 54
55 | Kingfisher Lighting/AEC Illuminazione | LED Street Lights |  | PIT1xyw4702e_bbv.c****** (700mA) (76% Dimmed Circuit Watts) | Single Stage Dimming | 4100550013076 | 54
55 | Kingfisher Lighting/AEC Illuminazione | LED Street Lights |  | PIT1xyw4702e_bbv.c****** (700mA) | Non Dimmed | 4100550013100 | 54
55 | Designplan Lighting | LED Street Lights |  | TLSP/5000NW/C49 | Non Dimmed | 4100550014100 | 55
55 | CU Phosco Lighting | LED Street Lights |  | P510-2X9LED-740NW-250mA-CLO | Non Dimmed | 4100550015100 | 55
55 | Urbis Schréder | LED Street Lights |  | 16 LED 1000mA LF Module V5 | Non Dimmed | 4100550016100 | 55
55 | GE Hungary Kft | LED Street Lights |  | SPNL/2/55 (54% Dimmed Circuit Watts) | Single Stage Dimming | 4100550017054 | 54
55 | GE Hungary Kft | LED Street Lights |  | SPNL/2/55 (70% Dimmed Circuit Watts) | Single Stage Dimming | 4100550017070 | 54
55 | GE Hungary Kft | LED Street Lights |  | SPNL/2/55 (76% Dimmed Circuit Watts) | Single Stage Dimming | 4100550017076 | 54
55 | GE Hungary Kft | LED Street Lights |  | SP L/2/F/B/55/40/D/ST/C1/P/S50 | Non Dimmed | 4100550017100 | 54
55 | GE Hungary Kft | LED Street Lights |  | OKAP/2/55 | Non Dimmed | 4100550018100 | 53
55 | Venture Lighting | LED Street Lights |  | ENG012 - 55W Westminster Engine, 5689lm, 4 LED, 740, PN (39% Dimmed Circuit Watts) | Single Stage Dimming | 4100550019039 | 54
55 | Venture Lighting | LED Street Lights |  | ENG012 - 55W Westminster Engine, 5689lm, 4 LED, 740, PN (43% Dimmed Circuit Watts) | Single Stage Dimming | 4100550019043 | 54
55 | Venture Lighting | LED Street Lights |  | ENG012 - 55W Westminster Engine, 5689lm, 4 LED, 740, PN (50% Dimmed Circuit Watts) | Single Stage Dimming | 4100550019050 | 54
55 | Venture Lighting | LED Street Lights |  | ENG012 - 55W Westminster Engine, 5689lm, 4 LED, 740, PN (57% Dimmed Circuit Watts) | Single Stage Dimming | 4100550019057 | 54
55 | Venture Lighting | LED Street Lights |  | ENG012 - 55W Westminster Engine, 5689lm, 4 LED, 740, PN (65% Dimmed Circuit Watts) | Single Stage Dimming | 4100550019065 | 54
55 | Venture Lighting | LED Street Lights |  | ENG012 - 55W Westminster Engine, 5689lm, 4 LED, 740, PN (76% Dimmed Circuit Watts) | Single Stage Dimming | 4100550019076 | 54
55 | Venture Lighting | LED Street Lights |  | ENG012 - 55W Westminster Engine, 5689lm, 4 LED, 740, PN (85% Dimmed Circuit Watts) | Single Stage Dimming | 4100550019085 | 54
55 | Venture Lighting | LED Street Lights |  | ENG012 - 55W Westminster Engine, 5689lm, 4 LED, 740, PN | Non Dimmed | 4100550019100 | 54
55 | CREE Lighting | LED Street Lights |  | XSPC Series, E - Driver, Z6 (65% Dimmed Circuit Watts) | Single Stage Dimming | 4100550020065 | 55
55 | CREE Lighting | LED Street Lights |  | XSPC Series, E - Driver, Z6 | Non Dimmed | 4100550020100 | 55
55 | Thorn Lighting | LED Street Lights |  | Thorn LED Module 55W | Non Dimmed | 4100550998100 | 55
55 | Philips WRTL | LED Street Lights |  | Mini Luma M1A Cool White 8.2KLm, Neutral White 7.6KLm, Luma 1 Cool White 8.8KLm, Neutral White 8.8KLm, Luma 2A Neutral White 8KLm 60 LED, Neutral White 8.4KLm 80 LED Constant Flux | Non Dimmed | 4100550999100 | 55
55 | LED Roadway Lighting | LED Street Lights | MLSD-Approved | Satellite Series 55W CLO Dimming Model S48S | Non Dimmed | 4100556000100 | 49
55 | Philips WRTL | LED Street Lights | MLSD-Approved | Mini Luma M1A Cool White 8.2KLm, Neutral White 7.6KLm, Luma 1 Cool White 8.8KLm, Neutral White 8.8KLm, Luma 2A Neutral White 8KLm 60 LED, Neutral White 8.4KLm 80 LED Constant Flux | Non Dimmed | 4100556999100 | 55
56 | Breyer Group Plc | LED Street Lights |  | 56W LED Street Lamp | Non Dimmed | 4100560001100 | 73
56 | Thorn-Europhane | LED Street Lights |  | Oxane 56W | Non Dimmed | 4100560002100 | 59
56 | Thorn-Europhane | LED Street Lights |  | Oxane 56W | Non Dimmed | 4100560003100 | 59
56 | Advanced LEDS Ltd | LED Street Lights |  | Clipper 56WEH | Non Dimmed | 4100560004100 | 57
56 | Thorn-Europhane | LED Street Lights |  | StreetLED 700x24LED - Oxane 56W /- Isaro LED 56W / - Dyana LED700 56W | Non Dimmed | 4100560005100 | 59
56 | CU Phosco Lighting | LED Street Lights |  | P851-12 B 400mA 56W CLO | Non Dimmed | 4100560006100 | 56
56 | CU Phosco Lighting | LED Street Lights |  | P851-8 B 550mA 56W | Non Dimmed | 4100560007100 | 56
56 | iGuzzini Illuminazione (UK) Ltd | LED Street Lights | 48 LED ST2 G4 Optic | WOW Profile 1 - 350mA (53% dimmed circuit watts) | Single Stage Dimming | 4100560008053 | 64
56 | iGuzzini Illuminazione (UK) Ltd | LED Street Lights | 48 LED ST2 G4 Optic | WOW Profile 1 - 350mA (72% dimmed circuit watts) | Single Stage Dimming | 4100560008072 | 64
56 | iGuzzini Illuminazione (UK) Ltd | LED Street Lights | 48 LED ST2 G4 Optic | WOW Profile 1 - 350mA | Non Dimmed | 4100560008100 | 64
56 | Urbis Schréder | LED Street Lights |  | 24 LED LF 700mA Module V3 (52% dimmed circuit Watts) | Single Stage Dimming | 4100560009052 | 56
56 | Urbis Schréder | LED Street Lights |  | 24 LED LF 700mA Module V3 (75% dimmed circuit Watts) | Single Stage Dimming | 4100560009075 | 56
56 | Urbis Schréder | LED Street Lights |  | 24 LED LF 700mA Module V3 | Non Dimmed | 4100560009100 | 56
56 | OrangeTek | LED Street Lights |  | ARIALED 50Xi (52% dimmed circuit watts) | Single Stage Dimming | 4100560010052 | 56
56 | OrangeTek | LED Street Lights |  | ARIALED 50Xi (71% dimmed circuit watts) | Single Stage Dimming | 4100560010071 | 56
56 | OrangeTek | LED Street Lights |  | ARIALED 50Xi | Non Dimmed | 4100560010100 | 56
56 | GE Hungary Kft | LED Street Lights |  | OK L/1/F/C/56/40/D/ST/C1/N/P60 (52% Dimmed Circuit Watts) | Single Stage Dimming | 4100560011052 | 56
56 | GE Hungary Kft | LED Street Lights |  | OK L/1/F/C/56/40/D/ST/C1/N/P60 | Non Dimmed | 4100560011100 | 56
56 | GE Hungary Kft | LED Street Lights |  | OD L/1/F/C/56/40/D/ST/C1/N/P60/R7035 (52% Dimmed Circuit Watts) | Single Stage Dimming | 4100560012052 | 56
56 | GE Hungary Kft | LED Street Lights |  | OD L/1/F/C/56/40/D/ST/C1/N/P60/R7035 | Non Dimmed | 4100560012100 | 56
56 | GE Hungary Kft | LED Street Lights |  | OD L/1/F/C/56/40/A/SP/C1/N/P60/R7035 (55% Dimmed Circuit Watts) | Single Stage Dimming | 4100560013055 | 56
56 | GE Hungary Kft | LED Street Lights |  | OD L/1/F/C/56/40/A/SP/C1/N/P60/R7035 | Non Dimmed | 4100560013100 | 56
56 | GE Hungary Kft | LED Street Lights |  | OD L/2/F/C/56/40/D/ST/C1/N/P60/R7035 (53% Dimmed Circuit Watts) | Single Stage Dimming | 4100560014053 | 55
56 | GE Hungary Kft | LED Street Lights |  | OD L/2/F/C/56/40/D/ST/C1/N/P60/R7035 | Non Dimmed | 4100560014100 | 55
56 | GE Hungary Kft | LED Street Lights |  | OD L/2/F/C/56/40/A/ST/C1/N/P60/R7035 (52% Dimmed Circuit Watts) | Single Stage Dimming | 4100560015052 | 56
56 | GE Hungary Kft | LED Street Lights |  | OD L/2/F/C/56/40/A/ST/C1/N/P60/R7035 | Non Dimmed | 4100560015100 | 56
56 | CU Phosco Lighting | LED Street Lights |  | P851-6 B 800mA 56W CLO | Non Dimmed | 4100560016100 | 56
56 | Indal WRTL Exterior Lighting Ltd | LED Street Lights | White High Power LED System | Luma 2, 60 LED & 7000 Lumen Package | Non Dimmed | 4100560017100 | 56
56 | Candela Light | LED Street Lights |  | MWH-V06L-BP 48 LED (25% Dimmed Circuit Watts) | Single Stage Dimming | 4100560018025 | 56
56 | Candela Light | LED Street Lights |  | MWH-V06L-BP 48 LED (50% Dimmed Circuit Watts) | Single Stage Dimming | 4100560018050 | 56
56 | Candela Light | LED Street Lights |  | MWH-V06L-BP 48 LED (77% Dimmed Circuit Watts) | Single Stage Dimming | 4100560018077 | 56
56 | Candela Light | LED Street Lights |  | MWH-V06L-BP 48 LED | Non Dimmed | 4100560018100 | 56
56 | LG | LED Street Lights |  | S60xx0yyzAA 56W 700mA (36% Dimmed Circuit Watts) | Single Stage Dimming | 4100560019036 | 55
56 | LG | LED Street Lights |  | S60xx0yyzAA 56W 700mA (45% Dimmed Circuit Watts) | Single Stage Dimming | 4100560019045 | 55
56 | LG | LED Street Lights |  | S60xx0yyzAA 56W 700mA (53% Dimmed Circuit Watts) | Single Stage Dimming | 4100560019053 | 55
56 | LG | LED Street Lights |  | S60xx0yyzAA 56W 700mA (60% Dimmed Circuit Watts) | Single Stage Dimming | 4100560019060 | 55
56 | LG | LED Street Lights |  | S60xx0yyzAA 56W 700mA (67% Dimmed Circuit Watts) | Single Stage Dimming | 4100560019067 | 55
56 | LG | LED Street Lights |  | S60xx0yyzAA 56W 700mA (76% Dimmed Circuit Watts) | Single Stage Dimming | 4100560019076 | 55
56 | LG | LED Street Lights |  | S60xx0yyzAA 56W 700mA (84% Dimmed Circuit Watts) | Single Stage Dimming | 4100560019084 | 55
56 | LG | LED Street Lights |  | S60xx0yyzAA 56W 700mA (91% Dimmed Circuit Watts) | Single Stage Dimming | 4100560019091 | 55
56 | LG | LED Street Lights |  | S60xx0yyzAA 56W 700mA | Non Dimmed | 4100560019100 | 55
56 | GE Hungary Kft | LED Street Lights |  | SP L/1/F/B/56/40/D/SP/C1/P/P76/R7035 | Non Dimmed | 4100560020100 | 54
56 | GE Hungary Kft | LED Street Lights |  | SLBT/1/F/B/56/40/D/ST/C1/N/S60/R7035 | Non Dimmed | 4100560021100 | 55
56 | GE Hungary Kft | LED Street Lights |  | SLBT/1/F/B/56/40/D/ST/C2/N/S60/R7035 (51% Dimmed Circuit Watts) | Single Stage Dimming | 4100560022051 | 55
56 | GE Hungary Kft | LED Street Lights |  | SLBT/1/F/B/56/40/D/ST/C2/N/S60/R7035 (67% Dimmed Circuit Watts) | Single Stage Dimming | 4100560022067 | 55
56 | GE Hungary Kft | LED Street Lights |  | SLBT/1/F/B/56/40/D/ST/C2/N/S60/R7035 (73% Dimmed Circuit Watts) | Single Stage Dimming | 4100560022073 | 55
56 | GE Hungary Kft | LED Street Lights |  | SLBT/1/F/B/56/40/D/ST/C2/N/S60/R7035 | Non Dimmed | 4100560022100 | 55
56 | GE Hungary Kft | LED Street Lights |  | NA/1/AWC/56/40/S/ST/C2/N/1/60/R9007 | Non Dimmed | 4100560023100 | 54
56 | Thorn Lighting | LED Street Lights |  | Thorn LED Module 56W | Non Dimmed | 4100560024100 | 56
56 | Holophane Europe ltd | LED Street Lights |  | VMX.V1 16 LED Street Lighting Luminaire (1000 mA) (52% Dimmed Circuit Watts - 50% Dimmed Drive Current) | Single Stage Dimming | 4100560025052 | 56
56 | Holophane Europe ltd | LED Street Lights |  | VMX.V1 16 LED Street Lighting Luminaire (1000 mA) (61% Dimmed Circuit Watts - 60% Dimmed Drive Current) | Single Stage Dimming | 4100560025061 | 56
56 | Holophane Europe ltd | LED Street Lights |  | VMX.V1 16 LED Street Lighting Luminaire (1000 mA) (70% Dimmed Circuit Watts - 70% Dimmed Drive Current) | Single Stage Dimming | 4100560025070 | 56
56 | Holophane Europe ltd | LED Street Lights |  | VMX.V1 16 LED Street Lighting Luminaire (1000 mA) | Non Dimmed | 4100560025100 | 56
56 | CU Phosco Lighting | LED Street Lights |  | P853-32-**-NW-*600mA-CLO | Non Dimmed | 4100560026100 | 56
56 | CU Phosco Lighting | LED Street Lights |  | P853-32-**-NW-*550mA | Non Dimmed | 4100560027100 | 56
56 | LG | LED Street Lights |  | S60vv0wwxyz (33% Dimmed Circuit Watts) | Single Stage Dimming | 4100560028033 | 55
56 | LG | LED Street Lights |  | S60vv0wwxyz (40% Dimmed Circuit Watts) | Single Stage Dimming | 4100560028040 | 55
56 | LG | LED Street Lights |  | S60vv0wwxyz (47% Dimmed Circuit Watts) | Single Stage Dimming | 4100560028047 | 55
56 | LG | LED Street Lights |  | S60vv0wwxyz (56% Dimmed Circuit Watts) | Single Stage Dimming | 4100560028056 | 55
56 | LG | LED Street Lights |  | S60vv0wwxyz (65% Dimmed Circuit Watts) | Single Stage Dimming | 4100560028065 | 55
56 | LG | LED Street Lights |  | S60vv0wwxyz (75% Dimmed Circuit Watts) | Single Stage Dimming | 4100560028075 | 55
56 | LG | LED Street Lights |  | S60vv0wwxyz (82% Dimmed Circuit Watts) | Single Stage Dimming | 4100560028082 | 55
56 | LG | LED Street Lights |  | S60vv0wwxyz (91% Dimmed Circuit Watts) | Single Stage Dimming | 4100560028091 | 55
56 | LG | LED Street Lights |  | S60vv0wwxyz (98% Dimmed Circuit Watts) | Single Stage Dimming | 4100560028098 | 55
56 | LG | LED Street Lights |  | S60vv0wwxyz | Non Dimmed | 4100560028100 | 55
56 | OrangeTek | LED Street Lights |  | Arialed Mini 40, 450mA, PP | Non Dimmed | 4100560029100 | 56
56 | GE Hungary Kft | LED Street Lights |  | SLBT/2/56 (49% Dimmed Circuit Watts) | Single Stage Dimming | 4100560030049 | 55
56 | GE Hungary Kft | LED Street Lights |  | SLBT/2/56 (75% Dimmed Circuit Watts) | Single Stage Dimming | 4100560030075 | 55
56 | GE Hungary Kft | LED Street Lights |  | SLBT/2/56 | Non Dimmed | 4100560030100 | 55
56 | Urbis Schréder | LED Street Lights |  | 24 LED 750mA DDP2 CLO (52% Dimmed Circuit Watts) | Single Stage Dimming | 4100560031052 | 56
56 | Urbis Schréder | LED Street Lights |  | 24 LED 750mA DDP2 CLO (75% Dimmed Circuit Watts) | Single Stage Dimming | 4100560031075 | 56
56 | Urbis Schréder | LED Street Lights |  | 24 LED 750mA DDP2 CLO | Non Dimmed | 4100560031100 | 56
56 | OrangeTek | LED Street Lights |  | Arialed Mini 30, 600mA, PP | Non Dimmed | 4100560032100 | 56
56 | Urbis Schreder | LED Street Lights |  | 40 LED 450mA DDP1 (54% Dimmed Circuit Watts) | Single Stage Dimming | 4100560057054 | 56
56 | Urbis Schreder | LED Street Lights |  | 40 LED 450mA DDP1 (77% Dimmed Circuit Watts) | Single Stage Dimming | 4100560057077 | 56
56 | Urbis Schreder | LED Street Lights |  | 40 LED 450mA DDP1 | Non Dimmed | 4100560057100 | 56
55 | Thorn Lighting | LED Street Lights |  | Isaro/Oxane/Dyana 55W StreetLED Module, 24 LED's @700mA (73% Dimmed Circuit Watts) | Single Stage Dimming | 4100560998073 | 56
55 | Thorn Lighting | LED Street Lights |  | Isaro/Oxane/Dyana 55W StreetLED Module, 24 LED's @700mA | Non Dimmed | 4100560998100 | 56
56 | Philips WRTL | LED Street Lights |  | Luma 1A Cool White 9KLm,Neutral White 8.6KLm 80 LED, Luma 2A Neutral White 8.6KLm 80 LED Constant Flux | Non Dimmed | 4100560999100 | 56
56 | CU Phosco Lighting | LED Street Lights | MLSD-Approved | P851-12 B 400mA 56W CLO | Non Dimmed | 4100566006100 | 56
56 | Philips WRTL | LED Street Lights | MLSD-Approved | Luma 1A Cool White 9KLm,Neutral White 8.6KLm 80 LED, Luma 2A Neutral White 8.6KLm 80 LED Constant Flux | Non Dimmed | 4100566999100 | 56
57 | Philips Lighting | LED Street Lights |  | LEDGine 48 LED Green Line | Non Dimmed | 4100570000100 | 57
57 | Urbis Schréder | LED Street Lights |  | 44 LED HS Module | Non Dimmed | 4100570001100 | 57
57 | Advanced LEDS Ltd | LED Street Lights |  | Marlin 2000 LH 57W | Non Dimmed | 4100570002100 | 57
57 | Philips Lighting | LED Street Lights |  | Clearway LED 4900 Lumens 4000K Neutral White BGP303 49S 740 | Non Dimmed | 4100570003100 | 57
57 | Philips Lighting | LED Street Lights |  | Selenium LED 7400 Lumens 4000K Neutral White BGP340 55S 640 | Non Dimmed | 4100570004100 | 57
57 | TRT Lighting | LED Street Lights |  | Aspect 2 57W(44% Dimmed Circuit Watts) | Single Stage Dimming | 4100570005044 | 57
57 | TRT Lighting | LED Street Lights |  | Aspect 2 57W (61% Dimmed Circuit Watts) | Single Stage Dimming | 4100570005061 | 57
57 | TRT Lighting | LED Street Lights |  | Aspect 2 57W | Non Dimmed | 4100570005100 | 57
57 | GE Hungary Kft | LED Street Lights |  | Odyssey LED FG/CX/57/57/A/STD/C1/NC/PT60 (57% dimmed circuit watts) | Single Stage Dimming | 4100570006057 | 58
57 | GE Hungary Kft | LED Street Lights |  | Odyssey LED FG/CX/57/57/A/STD/C1/NC/PT60 | Non Dimmed | 4100570006100 | 58
57 | CU Phosco Lighting | LED Street Lights |  | P851-6 B 750mA 57W | Non Dimmed | 4100570007100 | 57
57 | Thorn Lighting | LED Street Lights |  | R-PEC LED Module, 24 LED's @700mA R2L2 S 24L70 (53% dimmed circuit watts) | Single Stage Dimming | 4100570008053 | 57
57 | Thorn Lighting | LED Street Lights |  | R-PEC LED Module, 24 LED's @700mA R2L2 S 24L70 (81% dimmed circuit watts) | Single Stage Dimming | 4100570008081 | 57
57 | Thorn Lighting | LED Street Lights |  | R-PEC LED Module, 24 LED's @700mA R2L2 S 24L70 | Non Dimmed | 4100570008100 | 57
57 | TRT Lighting | LED Street Lights |  | Aspect 2 57W CLO | Non Dimmed | 4100570009100 | 57
57 | CU Phosco Lighting | LED Street Lights |  | PXXX-9LED-740NW-550mA CLO | Non Dimmed | 4100570010100 | 60
57 | OrangeTek | LED Street Lights |  | ARIALED50 T 50% Light Output (49% Dimmed Circuit Watts) | Single Stage Dimming | 4100570011049 | 57
57 | OrangeTek | LED Street Lights |  | ARIALED50 T 70% Light Output (68% Dimmed Circuit Watts) | Single Stage Dimming | 4100570011068 | 57
57 | OrangeTek | LED Street Lights |  | ARIALED50 T | Non Dimmed | 4100570011100 | 57
57 | DW Windsor Ltd | LED Street Lights |  | 2LX2-113-25 LED Engine - 700mA CLO (53% Dimmed Circuit Watts) | Single Stage Dimming | 4100570012053 | 57
57 | DW Windsor Ltd | LED Street Lights |  | 2LX2-113-25 LED Engine - 700mA CLO (75% Dimmed Circuit Watts) | Single Stage Dimming | 4100570012075 | 57
57 | DW Windsor Ltd | LED Street Lights |  | 2LX2-113-25 LED Engine - 700mA CLO | Non Dimmed | 4100570012100 | 57
57 | Thorn Lighting | LED Street Lights |  | Thorn LED Module 57W | Non Dimmed | 4100570013100 | 57
57 | CU Phosco Lighting | LED Street Lights |  | P510-2X9LED-740NW-250mA | Non Dimmed | 4100570014100 | 57
57 | ASD Lighting | LED Street Lights |  | HIGHWAY DIAMOND 36 LED 500mA 50% O/P (53% Dimmed Circuit Watts) | Single Stage Dimming | 4100570015053 | 57
57 | ASD Lighting | LED Street Lights |  | HIGHWAY DIAMOND 36 LED 500mA | Non Dimmed | 4100570015100 | 57
57 | Urbis Schréder | LED Street Lights |  | 40 LED LF2 480mA Module DDP1 CLO (53% Dimmed circuit Watts) | Single Stage Dimming | 4100570016053 | 57
57 | Urbis Schréder | LED Street Lights |  | 40 LED LF2 480mA Module DDP1 CLO (75% Dimmed Circuit Watts) | Single Stage Dimming | 4100570016075 | 57
57 | Urbis Schréder | LED Street Lights |  | 40 LED LF2 480mA Module DDP1 CLO | Non Dimmed | 4100570016100 | 57
57 | Holophane Europe ltd | LED Street Lights |  | VMX.V1 16LED (Lux Mz) Street Lighting Luminaire (300mA) CLO (90%) (53% Dimmed Circuit Watts - 50% Dimmed Drive Current) | Single Stage Dimming | 4100570017053 | 57
57 | Holophane Europe ltd | LED Street Lights |  | VMX.V1 16LED (Lux Mz) Street Lighting Luminaire (300mA) CLO (90%) (63% Dimmed Circuit Watts - 60% Dimmed Drive Current) | Single Stage Dimming | 4100570017063 | 57
57 | Holophane Europe ltd | LED Street Lights |  | VMX.V1 16LED (Lux Mz) Street Lighting Luminaire (300mA) CLO (90%) (72% Dimmed Circuit Watts - 70% Dimmed Drive Current) | Single Stage Dimming | 4100570017072 | 57
57 | Holophane Europe ltd | LED Street Lights |  | VMX.V1 16LED (Lux Mz) Street Lighting Luminaire (300mA) CLO (90%) | Non Dimmed | 4100570017100 | 57
57 | Urbis Schréder | LED Street Lights |  | 24 LED 750mA DDP1 (51% Dimmed Circuit Watts) | Single Stage Dimming | 4100570018051 | 57
57 | Urbis Schréder | LED Street Lights |  | 24 LED 750mA DDP1 (74% Dimmed Circuit Watts) | Single Stage Dimming | 4100570018074 | 57
57 | Urbis Schréder | LED Street Lights |  | 24 LED 750mA DDP1 | Non Dimmed | 4100570018100 | 57
57 | Lite-On Technology Corporation | LED Street Lights |  | PA2-60H-530_BOL CLO (54%) | Non Dimmed | 4100570019100 | 57
57 | Philips WRTL | LED Street Lights |  | Mini Luma M1A Cool White 8.4KLm, Neutral White 7.8KLm Constant Flux | Non Dimmed | 4100570999100 | 57
57 | Philips WRTL | LED Street Lights | MLSD-Approved | Mini Luma M1A Cool White 8.4KLm, Neutral White 7.8KLm Constant Flux | Non Dimmed | 4100576999100 | 57
58 | Indal WRTL Exterior Lighting Ltd | LED Street Lights | White High Power LED System | Stela Wide 48 LED 58W Cree XPG 350mA, Cool White Road Lighting Luminaire | Non Dimmed | 4100580000100 | 60
58 | Thorn Lighting | LED Street Lights |  | Clan C LED 58W: LED(Dimmed 52% of Circuit Watts) | Single Stage Dimming | 4100580001052 | 60
58 | Thorn Lighting | LED Street Lights |  | Clan C LED 58W: LED | Non Dimmed | 4100580001100 | 60
58 | Thorn Lighting | LED Street Lights |  | CLAN O LED 58W : LED urban luminaire- Dimmed 52% Circuit Watts | Single Stage Dimming | 4100580002052 | 60
58 | Thorn Lighting | LED Street Lights |  | CLAN O LED 58W : LED urban luminaire | Non Dimmed | 4100580002100 | 60
58 | Thorn Lighting | LED Street Lights |  | DYANA LED 58W : LED streetlighting luminaire - Dimmed 52% Circuit Watts | Single Stage Dimming | 4100580003052 | 60
58 | Thorn Lighting | LED Street Lights |  | DYANA LED 58W : LED streetlighting luminaire | Non Dimmed | 4100580003100 | 60
58 | Philips Lighting | LED Street Lights |  | LEDGine 32 LED Economy Line (Cool White 5600k) | Non Dimmed | 4100580004100 | 58
58 | Thorn-Europhane | LED Street Lights |  | StreetLED 500x36LED - Oxane 58W / - Legend 58W / - Isaro LED 58W / - Dyana LED500 58W | Non Dimmed | 4100580005100 | 59
58 | Philips Lighting | LED Street Lights |  | LEDGine 2.2 Jan 2013 Grn68 740 Neutral White, Grn73 657 Cool White | Non Dimmed | 4100580006100 | 58
58 | CU Phosco Lighting | LED Street Lights |  | P851-8 B 600mA 58W CLO | Non Dimmed | 4100580007100 | 58
58 | Thorn Lighting | LED Street Lights |  | R-PEC LED Module, 36 LED's @500mA R2L2 S 36L50 (52% dimmed circuit watts) | Single Stage Dimming | 4100580008052 | 58
58 | Thorn Lighting | LED Street Lights |  | R-PEC LED Module, 36 LED's @500mA R2L2 S 36L50 (81% dimmed circuit watts) | Single Stage Dimming | 4100580008081 | 58
58 | Thorn Lighting | LED Street Lights |  | R-PEC LED Module, 36 LED's @500mA R2L2 S 36L50 | Non Dimmed | 4100580008100 | 58
58 | CU Phosco Lighting | LED Street Lights |  | P851-12-*-***-NW-*0400-CLO-PHSB3 | Non Dimmed | 4100580009100 | 58
58 | CU Phosco Lighting | LED Street Lights |  | PXXX-9LED-740NW-500mA | Non Dimmed | 4100580010100 | 58
58 | Thorn Lighting | LED Street Lights |  | Thorn LED Module 58W | Non Dimmed | 4100580011100 | 58
58 | Carbon Reduction Technology Ltd | LED Street Lights |  | CRT-12 LED-1400mA | Non Dimmed | 4100580012100 | 58
58 | Lite-On Technology Corporation | LED Street Lights |  | PA2-80H-350_BOL CLO (63%) | Non Dimmed | 4100580013100 | 58
58 | Philips Lighting | LED Street Lights | BGP382 | Iridium Gen 3 Med GRN85 740 | Non Dimmed | 4100580014100 | 56
58 | Thorn Lighting | LED Street Lights |  | Isaro/Oxane/Dyana 58W StreetLED Module, 36 LED's @500mA (75% Dimmed Circuit Watts) | Single Stage Dimming | 4100580998075 | 57
58 | Thorn Lighting | LED Street Lights |  | Isaro/Oxane/Dyana 58W StreetLED Module, 36 LED's @500mA | Non Dimmed | 4100580998100 | 57
58 | Philips WRTL | LED Street Lights |  | Luma 1A Neutral White 8.6KLm 80 LED, Luma 2A 8.4KLm 60 LED Constant Flux | Non Dimmed | 4100580999100 | 58
58 | CU Phosco Lighting | LED Street Lights | MLSD-Approved | P851-8 B 600mA 58W CLO | Non Dimmed | 4100586000100 | 58
58 | Philips WRTL | LED Street Lights | MLSD-Approved | Luma 1A Neutral White 8.6KLm 80 LED, Luma 2A 8.4KLm 60 LED Constant Flux | Non Dimmed | 4100586999100 | 58
59 | iGuzzini Illuminazione (UK) Ltd | LED Street Lights |  | Archilede 59W Road Lighting Lumunaire (Dimmed at 54% Circuit Watts) | Single Stage Dimming | 4100590000054 | 76
59 | iGuzzini Illuminazione (UK) Ltd | LED Street Lights |  | Archilede 59W Road Lighting Lumunaire (Dimmed at 74% Circuit Watts) | Single Stage Dimming | 4100590000074 | 76
59 | iGuzzini Illuminazione (UK) Ltd | LED Street Lights |  | Archilede 59W Road Lighting Lumunaire | Non Dimmed | 4100590000100 | 76
59 | GE | LED Street Lights |  | GE R250 - Modular Roadway R250 Single/ASY3/59/43 (42% Dimmed Circuit Watts) | Single Stage Dimming | 4100590001042 | 59
59 | GE | LED Street Lights |  | GE R250 - Modular Roadway R250 Single/ASY3/59/43 | Non Dimmed | 4100590001100 | 59
59 | Advanced LEDS Ltd | LED Street Lights |  | Clipper 59WEH | Non Dimmed | 4100590002100 | 60
59 | DW Windsor Ltd | LED Street Lights | DWW LED Engine Twin Module | DWW LED Engine Twin Module | Non Dimmed | 4100590003100 | 59
59 | DW Windsor Ltd | LED Street Lights |  | Morano LED II - 2x700mA | Non Dimmed | 4100590004100 | 59
59 | CU Phosco Lighting | LED Street Lights |  | P851-12 B 400mA 59W | Non Dimmed | 4100590005100 | 59
59 | TRT Lighting | LED Street Lights |  | Aspect 4 59W CLO | Non Dimmed | 4100590006100 | 59
59 | Thorn Lighting | LED Street Lights |  | R-PEC LED Module, 48 LED's @380mA R2L2 S 48L38 (53% Dimmed Circuit Watts) | Single Stage Dimming | 4100590007053 | 59
59 | Thorn Lighting | LED Street Lights |  | R-PEC LED Module, 48 LED's @380mA R2L2 S 48L38 (69% Dimmed Circuit Watts) | Single Stage Dimming | 4100590007069 | 59
59 | Thorn Lighting | LED Street Lights |  | R-PEC LED Module, 48 LED's @380mA R2L2 S 48L38 (80% Dimmed Circuit Watts) | Single Stage Dimming | 4100590007080 | 59
59 | Thorn Lighting | LED Street Lights |  | R-PEC LED Module, 48 LED's @380mA R2L2 S 48L38 | Non Dimmed | 4100590007100 | 59
59 | Holophane Europe ltd | LED Street Lights |  | VMX.V4 64 LED Street Lighting Luminaire (350 mA) CLO (70%) (46% Dimmed Circuit Watts - 50% Dimmed Drive Current) | Single Stage Dimming | 4100590008046 | 59
59 | Holophane Europe ltd | LED Street Lights |  | VMX.V4 64 LED Street Lighting Luminaire (350 mA) CLO (70%) (63% Dimmed Circuit Watts - 60% Dimmed Drive Current) | Single Stage Dimming | 4100590008063 | 59
59 | Holophane Europe ltd | LED Street Lights |  | VMX.V4 64 LED Street Lighting Luminaire (350 mA) CLO (70%) (71% Dimmed Circuit Watts - 70% Dimmed Drive Current) | Single Stage Dimming | 4100590008071 | 59
59 | Holophane Europe ltd | LED Street Lights |  | VMX.V4 64 LED Street Lighting Luminaire (350 mA) CLO (70%) | Non Dimmed | 4100590008100 | 59
59 | Thorn Lighting | LED Street Lights |  | Thorn LED Module 59W (51% Dimmed Circuit Watts) | Single Stage Dimming | 4100590009051 | 59
59 | Thorn Lighting | LED Street Lights |  | Thorn LED Module 59W | Non Dimmed | 4100590009100 | 59
59 | Holophane Europe ltd | LED Street Lights |  | FTR 60LED Street Lighting Luminaire (350 mA) CLO (70%) (54% Dimmed Circuit Watts - 50% Dimmed Drive Current) | Single Stage Dimming | 4100590010054 | 59
59 | Holophane Europe ltd | LED Street Lights |  | FTR 60LED Street Lighting Luminaire (350 mA) CLO (70%) (63% Dimmed Circuit Watts - 60% Dimmed Drive Current) | Single Stage Dimming | 4100590010063 | 59
59 | Holophane Europe ltd | LED Street Lights |  | FTR 60LED Street Lighting Luminaire (350 mA) CLO (70%) (71% Dimmed Circuit Watts - 70% Dimmed Drive Current) | Single Stage Dimming | 4100590010071 | 59
59 | Holophane Europe ltd | LED Street Lights |  | FTR 60LED Street Lighting Luminaire (350 mA) CLO (70%) | Non Dimmed | 4100590010100 | 59
59 | Lite-On Technology Corporation | LED Street Lights |  | PA2-120H-350_BOL CLO (45%) | Non Dimmed | 4100590011100 | 59
59 | FiveP SPA | LED Street Lights |  | KAI SMALL, FLAT LINK L, FLAT LINK S, KAI SMALL X, LEVANTE MEDIUM, YPSILON 28 LED 4000K/3000K 700mA | Non Dimmed | 4100590012100 | 65
59 | Philips WRTL | LED Street Lights |  | Mini Luma M1A Cool White 8.6KLm, Cool White 8.8KLm, Neutral White 8KLm, Luma 1 Cool White 9KLm, Cool White 9.5KLm, Luma 2A Neutral White 8.6KLm 60LED, Neutral White 8.8KLm 80LED, Neutral White 9KLm 80LED Constant Flux | Non Dimmed | 4100590999100 | 59
59 | Advanced LEDs Ltd | LED Street Lights | MLSD-Approved | Clipper 59WEH | Non Dimmed | 4100596000100 | 60
59 | CU Phosco Lighting | LED Street Lights | MLSD-Approved | P851-12 B 400mA 59W | Non Dimmed | 4100596005100 | 59
60 | Firefly LED Limited | LED Street Lights |  | Firefly LED SL-60 | Non Dimmed | 4100600000100 | 63
60 | Advanced LEDS Ltd | LED Street Lights |  | 60 Watt Marlin 1000 Luminaire | Non Dimmed | 4100600001100 | 61
60 | OrangeTek | LED Street Lights |  | TERRALED 60A | Non Dimmed | 4100600002100 | 57
60 | Urbis Schréder | LED Street Lights |  | 46 LED HS Module | Non Dimmed | 4100600003100 | 60
60 | Indal WRTL Exterior Lighting Ltd | LED Street Lights |  | Stela Wide 52 LED 60W Cree XPG 350mA Cool White 1-10V Dimmable Road Lighting Lumminaire (Dimmed 75% Circuit Watts) | Single Stage Dimming | 4100600004075 | 60
60 | Indal WRTL Exterior Lighting Ltd | LED Street Lights |  | Stela Wide 52 LED 60W Cree XPG 350mA Cool White 1-10V Dimmable Road Lighting Lumminaire | Non Dimmed | 4100600004100 | 60
60 | Studiotech Ltd | LED Street Lights |  | Clearwing 60 | Non Dimmed | 4100600005100 | 70
60 | DW Windsor Ltd | LED Street Lights | 2X 'Twin' LED Module | DWW LED Engine Quad Module - 350mA | Non Dimmed | 4100600006100 | 60
60 | Advanced LEDS Ltd | LED Street Lights |  | CLIPPER 60W HA9 | Non Dimmed | 4100600007100 | 66
60 | CU Phosco Lighting | LED Street Lights |  | P567A LED 8 600mA 60W V2 | Non Dimmed | 4100600011100 | 60
60 | ELTA-R Chenkin and Sie | LED Street Lights |  | SM 60 | Non Dimmed | 4100600012100 | 63
60 | ELTA-R Chenkin and Sie | LED Street Lights |  | SM 60D (52% dimmed circuit watts) | Single Stage Dimming | 4100600013052 | 63
60 | ELTA-R Chenkin and Sie | LED Street Lights |  | SM 60D | Non Dimmed | 4100600013100 | 63
60 | ELTA-R Chenkin and Sie | LED Street Lights |  | SM 60DF (53% dimmed) | Single Stage Dimming | 4100600014053 | 64
60 | ELTA-R Chenkin and Sie | LED Street Lights |  | SM 60DF | Non Dimmed | 4100600014100 | 64
60 | ELTA-R Chenkin and Sie | LED Street Lights |  | SM 60F | Non Dimmed | 4100600015100 | 65
60 | CU Phosco Lighting | LED Street Lights |  | P851-8 B 600mA 60W | Non Dimmed | 4100600016100 | 60
60 | Ark Lighting | LED Street Lights |  | SM2 twin module | Non Dimmed | 4100600017100 | 61
60 | CU Phosco Lighting | LED Street Lights |  | P851-6 B 850mA 60W CLO | Non Dimmed | 4100600018100 | 60
60 | Easy Energy Solution Ltd | LED Street Lights |  | Hermin SL60 | Non Dimmed | 4100600019100 | 64
60 | SolTex Global Ltd | LED Street Lights |  | 60W YZLD (41% dimmed circuit watts) | Single Stage Dimming | 4100600020041 | 61
60 | SolTex Global Ltd | LED Street Lights |  | 60W YZLD (61% dimmed circuit watts) | Single Stage Dimming | 4100600020061 | 61
60 | SolTex Global Ltd | LED Street Lights |  | 60W YZLD (80% dimmed circuit watts) | Single Stage Dimming | 4100600020080 | 61
60 | SolTex Global Ltd | LED Street Lights |  | 60W YZLD | Non Dimmed | 4100600020100 | 61
60 | LED Roadway Lighting | LED Street Lights |  | NXT-36-60W | Non Dimmed | 4100600021100 | 61
60 | TRT Lighting | LED Street Lights |  | Aspect 3 60W CLO | Non Dimmed | 4100600022100 | 60
60 | Advanced LEDs Ltd | LED Street Lights |  | 60-2-9-CXL2-K3B-100-R11 (50% Dimmed Circuit Watts) | Single Stage Dimming | 4100600023050 | 60
60 | Advanced LEDs Ltd | LED Street Lights |  | 60-2-9-CXL2-K3B-100-R11 | Non Dimmed | 4100600023100 | 60
60 | Sugg Lighting Ltd | LED Street Lights | LED Panel | 60W Panel (52% Dimmed Circuit Watts) | Single Stage Dimming | 4100600024052 | 62
60 | Sugg Lighting Ltd | LED Street Lights | LED Panel | 60W Panel (74% Dimmed Circuit Watts) | Single Stage Dimming | 4100600024074 | 62
60 | Sugg Lighting Ltd | LED Street Lights | LED Panel | 60W Panel | Non Dimmed | 4100600024100 | 62
60 | Thorn Lighting | LED Street Lights |  | R-PEC LED Module, 48 LED's @390mA R2L2 S 48L39 (53% Dimmed Circuit Watts) | Single Stage Dimming | 4100600025053 | 60
60 | Thorn Lighting | LED Street Lights |  | R-PEC LED Module, 48 LED's @390mA R2L2 S 48L39 (68% Dimmed Circuit Watts) | Single Stage Dimming | 4100600025068 | 60
60 | Thorn Lighting | LED Street Lights |  | R-PEC LED Module, 48 LED's @390mA R2L2 S 48L39 (82% Dimmed Circuit Watts) | Single Stage Dimming | 4100600025082 | 60
60 | Thorn Lighting | LED Street Lights |  | R-PEC LED Module, 48 LED's @390mA R2L2 S 48L39 | Non Dimmed | 4100600025100 | 60
60 | LED Roadway Lighting | LED Street Lights |  | NXT-36 60W CLO (71% dimmed circuit watts) | Single Stage Dimming | 4100600026071 | 59
60 | LED Roadway Lighting | LED Street Lights |  | NXT-36 60W CLO | Non Dimmed | 4100600026100 | 59
60 | Kingfisher Lighting/AEC Illuminazione | LED Street Lights |  | PIT1xyz4504e_bbv.c****** (525mA) (31% Dimmed Circuit Watts) | Single Stage Dimming | 4100600027031 | 59
60 | Kingfisher Lighting/AEC Illuminazione | LED Street Lights |  | PIT1xyz4504e_bbv.c****** (525mA) (54% Dimmed Circuit Watts) | Single Stage Dimming | 4100600027054 | 59
60 | Kingfisher Lighting/AEC Illuminazione | LED Street Lights |  | PIT1xyz4504e_bbv.c****** (525mA) (76% Dimmed Circuit Watts) | Single Stage Dimming | 4100600027076 | 59
60 | Kingfisher Lighting/AEC Illuminazione | LED Street Lights |  | PIT1xyz4504e_bbv.c****** (525mA) | Non Dimmed | 4100600027100 | 59
60 | ASD Lighting | LED Street Lights |  | HIGHWAY CRYSTAL 56 LED 350mA | Non Dimmed | 4100600028100 | 60
60 | Vision Illumination | LED Street Lights |  | ZD316 – LPX36-60W | Non Dimmed | 4100600029100 | 62
60 | Holophane Europe ltd | LED Street Lights |  | VMX.V2 32 LED Street Lighting Luminaire (700 mA) CLO (70%) (53% Dimmed Circuit Watts - 50% Dimmed Drive Current) | Single Stage Dimming | 4100600030053 | 60
60 | Holophane Europe ltd | LED Street Lights |  | VMX.V2 32 LED Street Lighting Luminaire (700 mA) CLO (70%) (63% Dimmed Circuit Watts - 60% Dimmed Drive Current) | Single Stage Dimming | 4100600030063 | 60
60 | Holophane Europe ltd | LED Street Lights |  | VMX.V2 32 LED Street Lighting Luminaire (700 mA) CLO (70%) (72% Dimmed Circuit Watts - 70% Dimmed Drive Current) | Single Stage Dimming | 4100600030072 | 60
60 | Holophane Europe ltd | LED Street Lights |  | VMX.V2 32 LED Street Lighting Luminaire (700 mA) CLO (70%) | Non Dimmed | 4100600030100 | 60
60 | DW Windsor Ltd | LED Street Lights |  | 2LX2-113-25 LED Engine - 700mA (52% Dimmed Circuit Watts) | Single Stage Dimming | 4100600031052 | 60
60 | DW Windsor Ltd | LED Street Lights |  | 2LX2-113-25 LED Engine - 700mA (75% Dimmed Circuit Watts) | Single Stage Dimming | 4100600031075 | 60
60 | DW Windsor Ltd | LED Street Lights |  | 2LX2-113-25 LED Engine - 700mA | Non Dimmed | 4100600031100 | 60
60 | UK LED Ltd | LED Street Lights |  | UKLED-STREET 60 | Non Dimmed | 4100600032100 | 60
60 | LED Eco Lights Ltd | LED Street Lights |  | E40G36602 | Non Dimmed | 4100600033100 | 58
60 | Eco Lighting | LED Street Lights |  | UNI-STA3STD-EE-2/MED-60-4-120-80:20-D2-T | Non Dimmed | 4100600034100 | 61
60 | Thorn Lighting | LED Street Lights |  | Thorn LED Module 60W | Non Dimmed | 4100600035100 | 60
60 | Electrical Express | LED Street Lights |  | Knightstar 60 | Non Dimmed | 4100600036100 | 61
60 | CU Phosco Lighting | LED Street Lights |  | P853-32-**-NW-*600mA-CLO | Non Dimmed | 4100600037100 | 60
60 | NVC Lighting | LED Street Lights |  | NBF60/LED/740, NRY60/LED/740, NBD60/LED/740, NRO60/LED/740, NDO60/LED/740, NPU60/LED/740 | Non Dimmed | 4100600038100 | 59
60 | Holophane Europe ltd | LED Street Lights |  | VMX.V2 (D334) 32 LED Street Lighting Luminaire (700 mA) CLO (70%) (53% Dimmed Circuit Watts - 50% Dimmed Drive Current) | Single Stage Dimming | 4100600039053 | 60
60 | Holophane Europe ltd | LED Street Lights |  | VMX.V2 (D334) 32 LED Street Lighting Luminaire (700 mA) CLO (70%) (63% Dimmed Circuit Watts - 60% Dimmed Drive Current) | Single Stage Dimming | 4100600039063 | 60
60 | Holophane Europe ltd | LED Street Lights |  | VMX.V2 (D334) 32 LED Street Lighting Luminaire (700 mA) CLO (70%) (73% Dimmed Circuit Watts - 70% Dimmed Drive Current) | Single Stage Dimming | 4100600039073 | 60
60 | Holophane Europe ltd | LED Street Lights |  | VMX.V2 (D334) 32 LED Street Lighting Luminaire (700 mA) CLO (70%) | Non Dimmed | 4100600039100 | 60
60 | GE Hungary Kft | LED Street Lights |  | SMBT/1/60 | Non Dimmed | 4100600040100 | 58
60 | GE Hungary Kft | LED Street Lights |  | SMBT/1/90 | Non Dimmed | 4100600041100 | 59
60 | GE Hungary Kft | LED Street Lights |  | ODYS/3/60 | Non Dimmed | 4100600042100 | 59
60 | Urbis Schréder | LED Street Lights |  | 40 LED 500mA V6 CLO (53% Dimmed Circuit Watts) | Single Stage Dimming | 4100600043053 | 60
60 | Urbis Schréder | LED Street Lights |  | 40 LED 500mA V6 CLO (75% Dimmed Circuit Watts) | Single Stage Dimming | 4100600043075 | 60
60 | Urbis Schréder | LED Street Lights |  | 40 LED 500mA V6 CLO | Non Dimmed | 4100600043100 | 60
60 | Holophane Europe ltd | LED Street Lights |  | VMX.V1 16LED (Lux Mz) Street Lighting Luminaire (300mA) (53% Dimmed Circuit Watts - 50% Dimmed Drive Current) | Single Stage Dimming | 4100600044053 | 60
60 | Holophane Europe ltd | LED Street Lights |  | VMX.V1 16LED (Lux Mz) Street Lighting Luminaire (300mA) (62% Dimmed Circuit Watts - 60% Dimmed Drive Current) | Single Stage Dimming | 4100600044062 | 60
60 | Holophane Europe ltd | LED Street Lights |  | VMX.V1 16LED (Lux Mz) Street Lighting Luminaire (300mA) (72% Dimmed Circuit Watts - 70% Dimmed Drive Current) | Single Stage Dimming | 4100600044072 | 60
60 | Holophane Europe ltd | LED Street Lights |  | VMX.V1 16LED (Lux Mz) Street Lighting Luminaire (300mA) (77% Dimmed Circuit Watts - 75% Dimmed Drive Current) | Single Stage Dimming | 4100600044077 | 60
60 | Holophane Europe ltd | LED Street Lights |  | VMX.V1 16LED (Lux Mz) Street Lighting Luminaire (300mA) | Non Dimmed | 4100600044100 | 60
60 | CREE Lighting | LED Street Lights |  | XSPC series, H - Driver, G5 (50% Dimmed Circuit Watts) | Single Stage Dimming | 4100600045050 | 60
60 | CREE Lighting | LED Street Lights |  | XSPC series, H - Driver, G5 | Non Dimmed | 4100600045100 | 60
60 | Urbis Schreder | LED Street Lights |  | 40 LED 480mA DDP1 (53% Dimmed Circuit Watts) | Single Stage Dimming | 4100600046053 | 60
60 | Urbis Schreder | LED Street Lights |  | 40 LED 480mA DDP1 (75% Dimmed Circuit Watts) | Single Stage Dimming | 4100600046075 | 60
60 | Urbis Schreder | LED Street Lights |  | 40 LED 480mA DDP1 | Non Dimmed | 4100600046100 | 60
60 | LED Evolution Ltd | LED Street Lights |  | LEDEVOSL 60W (25% Dimmed Circuit Watts) | Single Stage Dimming | 4100600047025 | 59
60 | LED Evolution Ltd | LED Street Lights |  | LEDEVOSL 60W (46% Dimmed Circuit Watts) | Single Stage Dimming | 4100600047046 | 59
60 | LED Evolution Ltd | LED Street Lights |  | LEDEVOSL 60W (64% Dimmed Circuit Watts) | Single Stage Dimming | 4100600047064 | 59
60 | LED Evolution Ltd | LED Street Lights |  | LEDEVOSL 60W (86% Dimmed Circuit Watts) | Single Stage Dimming | 4100600047086 | 59
60 | LED Evolution Ltd | LED Street Lights |  | LEDEVOSL 60W | Non Dimmed | 4100600047100 | 59
60 | Graphene Lighting | LED Street Lights |  | STQA1-60 (50% Dimmed Circuit Watts) | Single Stage Dimming | 4100600048050 | 60
60 | Graphene Lighting | LED Street Lights |  | STQA1-60 (73% Dimmed Circuit Watts) | Single Stage Dimming | 4100600048073 | 60
60 | Graphene Lighting | LED Street Lights |  | STQA1-60 | Non Dimmed | 4100600048100 | 60
60 | Thorn Lighting | LED Street Lights |  | RPEC-Module 60L35 CLO | Non Dimmed | 4100600998100 | 60
60 | Philips WRTL | LED Street Lights |  | Mini Luma M1A Neutral White 8.2KLm Constant Flux | Non Dimmed | 4100600999100 | 60
60 | Philips WRTL | LED Street Lights | MLSD-Approved | Mini Luma M1A Neutral White 8.2KLm Constant Flux | Non Dimmed | 4100606999100 | 60
61 | Urbis Schréder | LED Street Lights |  | Claro 42 LED 450mA | Non Dimmed | 4100610000100 | 61
61 | Indal WRTL Exterior Lighting Ltd | LED Street Lights | White High Power LED System | Stela Wide 52 LED 61W Cree XPG 350mA, Cool White Road Lighting Luminaire | Non Dimmed | 4100610001100 | 62
61 | Philips Lighting | LED Street Lights |  | LEDGine GRN73 Cool White 5700K 657 | Non Dimmed | 4100610002100 | 61
61 | Philips Lighting | LED Street Lights |  | LEDGine GRN68 Neutral White 4000K 740 | Non Dimmed | 4100610003100 | 61
61 | Philips Lighting | LED Street Lights |  | LEDGine GRN56 Warm White 3000k 830 | Non Dimmed | 4100610004100 | 61
61 | Philips Lighting | LED Street Lights |  | Fortimo LED 4500Lm 4000K Neutral White 740 | Non Dimmed | 4100610005100 | 60
61 | CU Phosco Lighting | LED Street Lights |  | P851-6 B 800mA 61W | Non Dimmed | 4100610006100 | 61
61 | Kingfisher Lighting/AEC Illuminazione | LED Street Lights |  | PIT1xyw4503e_bbv.c****** (525mA) (28% Dimmed Circuit Watts) | Single Stage Dimming | 4100610007028 | 60
61 | Kingfisher Lighting/AEC Illuminazione | LED Street Lights |  | PIT1xyw4503e_bbv.c****** (525mA) (52% Dimmed Circuit Watts) | Single Stage Dimming | 4100610007052 | 60
61 | Kingfisher Lighting/AEC Illuminazione | LED Street Lights |  | PIT1xyw4503e_bbv.c****** (525mA) (75% Dimmed Circuit Watts) | Single Stage Dimming | 4100610007075 | 60
61 | Kingfisher Lighting/AEC Illuminazione | LED Street Lights |  | PIT1xyw4503e_bbv.c****** (525mA) | Non Dimmed | 4100610007100 | 60
61 | Kingfisher Lighting/AEC Illuminazione | LED Street Lights |  | PIT1xyz4703e_bbv.c****** (700mA) (28% Dimmed Circuit Watts) | Single Stage Dimming | 4100610008028 | 61
61 | Kingfisher Lighting/AEC Illuminazione | LED Street Lights |  | PIT1xyz4703e_bbv.c****** (700mA) (51% Dimmed Circuit Watts) | Single Stage Dimming | 4100610008051 | 61
61 | Kingfisher Lighting/AEC Illuminazione | LED Street Lights |  | PIT1xyz4703e_bbv.c****** (700mA) (75% Dimmed Circuit Watts) | Single Stage Dimming | 4100610008075 | 61
61 | Kingfisher Lighting/AEC Illuminazione | LED Street Lights |  | PIT1xyz4703e_bbv.c****** (700mA) | Non Dimmed | 4100610008100 | 61
61 | CU Phosco Lighting | LED Street Lights |  | P851-12-*-***-NW-*0400-PHSB3 | Non Dimmed | 4100610009100 | 61
61 | GE Hungary Kft | LED Street Lights |  | NA/1/AWC/61/40/D/ST/C2/N/1/60/R9007 | Non Dimmed | 4100610010100 | 59
61 | Holophane Europe ltd | LED Street Lights |  | FTS 20 LED Street Lighting Luminaire (1050mA) CLO (70%) (52% Dimmed Circuit Watts - 50% Dimmed Drive Current) | Single Stage Dimming | 4100610011052 | 61
61 | Holophane Europe ltd | LED Street Lights |  | FTS 20 LED Street Lighting Luminaire (1050mA) CLO (70%) (62% Dimmed Circuit Watts - 60% Dimmed Drive Current) | Single Stage Dimming | 4100610011062 | 61
61 | Holophane Europe ltd | LED Street Lights |  | FTS 20 LED Street Lighting Luminaire (1050mA) CLO (70%) (70% Dimmed Circuit Watts - 70% Dimmed Drive Current) | Single Stage Dimming | 4100610011070 | 61
61 | Holophane Europe ltd | LED Street Lights |  | FTS 20 LED Street Lighting Luminaire (1050mA) CLO (70%) | Non Dimmed | 4100610011100 | 61
61 | Thorn Lighting | LED Street Lights |  | Thorn LED Module 61W | Non Dimmed | 4100610012100 | 61
61 | CU Phosco Lighting | LED Street Lights |  | P853-32-**-NW-*600mA | Non Dimmed | 4100610013100 | 61
61 | Holophane Europe ltd | LED Street Lights |  | VMX.V2 32 LED Street Lighting Luminaire (600 mA) (52% Dimmed Circuit Watts - 50% Dimmed Drive Current) | Single Stage Dimming | 4100610014052 | 61
61 | Holophane Europe ltd | LED Street Lights |  | VMX.V2 32 LED Street Lighting Luminaire (600 mA) (75% Dimmed Circuit Watts - 75% Dimmed Drive Current) | Single Stage Dimming | 4100610014075 | 61
61 | Holophane Europe ltd | LED Street Lights |  | VMX.V2 32 LED Street Lighting Luminaire (600 mA) | Non Dimmed | 4100610014100 | 61
61 | Lite-On Technology Corporation | LED Street Lights |  | PA2-80H-350_BOL CLO (67.5%) | Non Dimmed | 4100610015100 | 61
61 | Philips WRTL | LED Street Lights |  | Mini Luma M1A Cool White 9KLm, Luma 1A Neutral White 9KLm, Luma 2A Neutral White 8.8KLm 60LED Constant Flux | Non Dimmed | 4100610999100 | 61
61 | Philips Lighting | LED Street Lights | Integral Dynadimmer | LEDGine GRN73 Cool White 5700K 657 | Non Dimmed | 4100616000100 | 61
62 | Urbis Schréder | LED Street Lights |  | Remus/Neos - 48 LED Luminaire | Non Dimmed | 4100620000100 | 62
62 | Urbis Schréder | LED Street Lights |  | 48 LED HS Module | Non Dimmed | 4100620001100 | 62
62 | Low Energy Designs Ltd | LED Street Lights |  | Phoenix 6 | Non Dimmed | 4100620002100 | 61
62 | CU Phosco Lighting | LED Street Lights |  | P851-8 B 650mA 62W CLO | Non Dimmed | 4100620003100 | 62
62 | CU Phosco Lighting | LED Street Lights |  | PXXX-9LED-740NW-600mA CLO | Non Dimmed | 4100620004100 | 65
62 | Holophane Europe ltd | LED Street Lights |  | VMX.V4 64 LED Street Lighting Luminaire (350 mA) CLO (80%) (53% Dimmed Circuit Watts - 50% Dimmed Drive Current) | Single Stage Dimming | 4100620005053 | 62
62 | Holophane Europe ltd | LED Street Lights |  | VMX.V4 64 LED Street Lighting Luminaire (350 mA) CLO (80%) (63% Dimmed Circuit Watts - 60% Dimmed Drive Current) | Single Stage Dimming | 4100620005063 | 62
62 | Holophane Europe ltd | LED Street Lights |  | VMX.V4 64 LED Street Lighting Luminaire (350 mA) CLO (80%) (73% Dimmed Circuit Watts - 70% Dimmed Drive Current) | Single Stage Dimming | 4100620005073 | 62
62 | Holophane Europe ltd | LED Street Lights |  | VMX.V4 64 LED Street Lighting Luminaire (350 mA) CLO (80%) | Non Dimmed | 4100620005100 | 62
62 | GE Hungary Kft | LED Street Lights |  | NA/1/AWC/62/40/S/ST/C2/N/1/60/R9007 | Non Dimmed | 4100620006100 | 61
62 | Thorn Lighting | LED Street Lights |  | Thorn LED Module 62W | Non Dimmed | 4100620007100 | 62
62 | Holophane Europe ltd | LED Street Lights |  | FTR 60LED Street Lighting Luminaire (350 mA) CLO (80%) (53% Dimmed Circuit Watts - 50% Dimmed Drive Current) | Single Stage Dimming | 4100620008053 | 62
62 | Holophane Europe ltd | LED Street Lights |  | FTR 60LED Street Lighting Luminaire (350 mA) CLO (80%) (63% Dimmed Circuit Watts - 60% Dimmed Drive Current) | Single Stage Dimming | 4100620008063 | 62
62 | Holophane Europe ltd | LED Street Lights |  | FTR 60LED Street Lighting Luminaire (350 mA) CLO (80%) (71% Dimmed Circuit Watts - 70% Dimmed Drive Current) | Single Stage Dimming | 4100620008071 | 62
62 | Holophane Europe ltd | LED Street Lights |  | FTR 60LED Street Lighting Luminaire (350 mA) CLO (80%) | Non Dimmed | 4100620008100 | 62
62 | CREE Lighting | LED Street Lights |  | XSPC series, H - Driver, DY2 (48% Dimmed Circuit Watts) | Single Stage Dimming | 4100620009048 | 62
62 | CREE Lighting | LED Street Lights |  | XSPC series, H - Driver, DY2 | Non Dimmed | 4100620009100 | 62
62 | FiveP SPA | LED Street Lights |  | KALOS, YPSILON 30 LED 4000K/3000K 700mA | Non Dimmed | 4100620010100 | 65
62 | Philips WRTL | LED Street Lights |  | Luma 2A Cool White 10KLm, Neutral White 9KLm 60 LED Constant Flux | Non Dimmed | 4100620999100 | 62
62 | CU Phosco Lighting | LED Street Lights | MLSD-Approved | P851-8 B 650mA 62W CLO | Non Dimmed | 4100626000100 | 62
62 | Philips WRTL | LED Street Lights | MLSD-Approved | Luma 2A Cool White 10KLm, Neutral White 9KLm 60 LED Constant Flux | Non Dimmed | 4100626999100 | 62
63 | ASD Lighting | LED Street Lights |  | Model HWL/BLED54 | Non Dimmed | 4100630000100 | 63
63 | Advanced LEDS Ltd | LED Street Lights |  | Marlin 1000 CM 60W | Non Dimmed | 4100630001100 | 64
63 | DW Windsor Ltd | LED Street Lights | 1X 'Twin' 1 X 'Single' | DWW LED Engine Triple Module - 500mA | Non Dimmed | 4100630002100 | 63
63 | ASD Lighting | LED Street Lights |  | 54 LED Street and Flood Lighting | Non Dimmed | 4100630003100 | 63
63 | Philips Lighting | LED Street Lights |  | Fortimo LED 4500Lm 3000K Warm White 730 | Non Dimmed | 4100630004100 | 63
63 | CU Phosco Lighting | LED Street Lights |  | P851-12 B 450mA 63W CLO | Non Dimmed | 4100630005100 | 63
63 | CU Phosco Lighting | LED Street Lights |  | P851-6 B 900mA 63W CLO | Non Dimmed | 4100630006100 | 63
63 | OrangeTek | LED Street Lights |  | TerraLED 60 (49% dimmed circuit watts) | Single Stage Dimming | 4100630007049 | 63
63 | OrangeTek | LED Street Lights |  | TerraLED 60 (71% dimmed circuit watts) | Single Stage Dimming | 4100630007071 | 63
63 | OrangeTek | LED Street Lights |  | TerraLED 60 | Non Dimmed | 4100630007100 | 63
63 | CU Phosco Lighting | LED Street Lights |  | PXXX-9LED-740NW-550mA | Non Dimmed | 4100630008100 | 63
63 | ASD Lighting | LED Street Lights |  | HIGHWAY DIAMOND 40 LED 500mA 50% O/P (52% Dimmed Circuit Watts) | Single Stage Dimming | 4100630009052 | 63
63 | ASD Lighting | LED Street Lights |  | HIGHWAY DIAMOND 40 LED 500mA | Non Dimmed | 4100630009100 | 63
63 | Thorn Lighting | LED Street Lights |  | Thorn LED Module 63W | Non Dimmed | 4100630998100 | 63
63 | Philips WRTL | LED Street Lights |  | Mini Luma M1A Neutral White 8.4KLm, Luma 1 Cool White 10KLm Constant Flux | Non Dimmed | 4100630999100 | 63
63 | CU Phosco Lighting | LED Street Lights | MLSD-Approved | P851-12 B 450mA 63W CLO | Non Dimmed | 4100636005100 | 63
63 | Philips WRTL | LED Street Lights | MLSD-Approved | Mini Luma M1A Neutral White 8.4KLm, Luma 1 Cool White 10KLm Constant Flux | Non Dimmed | 4100636999100 | 63
64 | Urbis Schréder | LED Street Lights |  | 50 LED HS Module | Non Dimmed | 4100640000100 | 64
64 | Philips Lighting | LED Street Lights |  | LEDGine ECO75 Cool White 5700K 657/LEDGine ECO71 Neutral White 4000K 740 | Non Dimmed | 4100640001100 | 64
64 | Indal WRTL Exterior Lighting Ltd | LED Street Lights | White High Power LED System | Luma 2, 80 LED & 8000 Lumen Package | Non Dimmed | 4100640002100 | 64
64 | Selux | LED Street Lights |  | SX 921 11-9 (38% Circuit watts) | Single Stage Dimming | 4100640003038 | 61
64 | Selux | LED Street Lights |  | SX 921 11-9 (74% Circuit watts) | Single Stage Dimming | 4100640003074 | 61
64 | Selux | LED Street Lights |  | SX 921 11-9 9 (Full power) | Non Dimmed | 4100640003100 | 61
64 | Urbis Schréder | LED Street Lights |  | 40 LED LF 500mA Module V2 (53%) | Single Stage Dimming | 4100640005053 | 64
64 | Urbis Schréder | LED Street Lights |  | 40 LED LF 500mA Module V2 (70%) | Single Stage Dimming | 4100640005070 | 64
64 | Urbis Schréder | LED Street Lights |  | 40 LED LF 500mA Module V2 | Non Dimmed | 4100640005100 | 64
64 | OrangeTek | LED Street Lights |  | ARIALED 60 | Non Dimmed | 4100640006100 | 63
64 | Urbis Schréder | LED Street Lights |  | 32 LED 700mA Module V5 CLO (52% dimmed circuit watts) | Single Stage Dimming | 4100640007052 | 64
64 | Urbis Schréder | LED Street Lights |  | 32 LED 700mA Module V5 CLO (77% dimmed circuit watts) | Single Stage Dimming | 4100640007077 | 64
64 | Urbis Schréder | LED Street Lights |  | 32 LED 700mA Module V5 CLO | Non Dimmed | 4100640007100 | 64
64 | Holophane Europe ltd | LED Street Lights |  | VMX.V2 32 LED Street Lighting Luminaire (700 mA) CLO (80%) (53% Dimmed Circuit Watts - 50% Dimmed Drive Current) | Single Stage Dimming | 4100640008053 | 64
64 | Holophane Europe ltd | LED Street Lights |  | VMX.V2 32 LED Street Lighting Luminaire (700 mA) CLO (80%) (63% Dimmed Circuit Watts - 60% Dimmed Drive Current) | Single Stage Dimming | 4100640008063 | 64
64 | Holophane Europe ltd | LED Street Lights |  | VMX.V2 32 LED Street Lighting Luminaire (700 mA) CLO (80%) (70% Dimmed Circuit Watts - 70% Dimmed Drive Current) | Single Stage Dimming | 4100640008070 | 64
64 | Holophane Europe ltd | LED Street Lights |  | VMX.V2 32 LED Street Lighting Luminaire (700 mA) CLO (80%) | Non Dimmed | 4100640008100 | 64
64 | CU Phosco Lighting | LED Street Lights |  | P510-2X9LED-740NW-300mA-CLO | Non Dimmed | 4100640009100 | 64
64 | Urbis Schréder | LED Street Lights |  | 24 LED LF2 890mA Module DD1 CLO (50% Dimmed Circuit Watts) | Single Stage Dimming | 4100640010050 | 64
64 | Urbis Schréder | LED Street Lights |  | 24 LED LF2 890mA Module DD1 CLO (75% Dimmed Circuit Watts) | Single Stage Dimming | 4100640010075 | 64
64 | Urbis Schréder | LED Street Lights |  | 24 LED LF2 890mA Module DD1 CLO | Non Dimmed | 4100640010100 | 64
64 | Urbis Schréder | LED Street Lights |  | 24 LED LF2 890mA Module ADP1 CLO (52% Dimmed Circuit Watts) | Single Stage Dimming | 4100640011052 | 64
64 | Urbis Schréder | LED Street Lights |  | 24 LED LF2 890mA Module ADP1 CLO (75% Dimmed Circuit Watts) | Single Stage Dimming | 4100640011075 | 64
64 | Urbis Schréder | LED Street Lights |  | 24 LED LF2 890mA Module ADP1 CLO | Non Dimmed | 4100640011100 | 64
64 | Holophane Europe ltd | LED Street Lights |  | VMX.V1 16LED (Lux Mz) Street Lighting Luminaire (380mA) CLO (70%) (53% Dimmed Circuit Watts - 50% Dimmed Drive Current) | Single Stage Dimming | 4100640012053 | 64
64 | Holophane Europe ltd | LED Street Lights |  | VMX.V1 16LED (Lux Mz) Street Lighting Luminaire (380mA) CLO (70%) (63% Dimmed Circuit Watts - 60% Dimmed Drive Current) | Single Stage Dimming | 4100640012063 | 64
64 | Holophane Europe ltd | LED Street Lights |  | VMX.V1 16LED (Lux Mz) Street Lighting Luminaire (380mA) CLO (70%) (72% Dimmed Circuit Watts - 70% Dimmed Drive Current) | Single Stage Dimming | 4100640012072 | 64
64 | Holophane Europe ltd | LED Street Lights |  | VMX.V1 16LED (Lux Mz) Street Lighting Luminaire (380mA) CLO (70%) | Non Dimmed | 4100640012100 | 64
64 | Holophane Europe ltd | LED Street Lights |  | VMX.V2 (D334) 32 LED Street Lighting Luminaire (700 mA) CLO (80%) (52% Dimmed Circuit Watts - 50% Dimmed Drive Current) | Single Stage Dimming | 4100640013052 | 64
64 | Holophane Europe ltd | LED Street Lights |  | VMX.V2 (D334) 32 LED Street Lighting Luminaire (700 mA) CLO (80%) (63% Dimmed Circuit Watts - 60% Dimmed Drive Current) | Single Stage Dimming | 4100640013063 | 64
64 | Holophane Europe ltd | LED Street Lights |  | VMX.V2 (D334) 32 LED Street Lighting Luminaire (700 mA) CLO (80%) (72% Dimmed Circuit Watts - 70% Dimmed Drive Current) | Single Stage Dimming | 4100640013072 | 64
64 | Holophane Europe ltd | LED Street Lights |  | VMX.V2 (D334) 32 LED Street Lighting Luminaire (700 mA) CLO (80%) | Non Dimmed | 4100640013100 | 64
64 | Lite-On Technology Corporation | LED Street Lights |  | PA1-40H-530_BOL CLO (90%) | Non Dimmed | 4100640014100 | 64
64 | Lite-On Technology Corporation | LED Street Lights |  | PA2-60H-350_BOL CLO (90%) | Non Dimmed | 4100640015100 | 64
64 | Philips Lighting | LED Street Lights | BGP382 | Iridium Gen 3 Med GRN95 740 | Non Dimmed | 4100640016100 | 64
64 | Philips WRTL | LED Street Lights |  | Mini Luma M1A Cool White 9.2KLm, Neutral White 8.6KLm, Luma 1A Neutral White 9.5KLm, Luma 2A Neutral White 9.5KLm 80LED Constant Flux | Non Dimmed | 4100640999100 | 64
64 | Philips WRTL | LED Street Lights | MLSD-Approved | Mini Luma M1A Cool White 9.2KLm, Neutral White 8.6KLm, Luma 1A Neutral White 9.5KLm, Luma 2A Neutral White 9.5KLm 80LED Constant Flux | Non Dimmed | 4100646999100 | 64
65 | Advanced LEDS Ltd | LED Street Lights |  | 65 Watt Marlin 1000 Luminaire | Non Dimmed | 4100650001100 | 66
65 | Philips Lighting | LED Street Lights |  | LEDGine 56 LED Green Line | Non Dimmed | 4100650002100 | 65
65 | Philips Lighting | LED Street Lights |  | LEDGine 2.2 Jan 2013 ECO71 740 Neutral White, ECO75 657 Cool White | Non Dimmed | 4100650003100 | 65
65 | LED Roadway Lighting | LED Street Lights |  | Satellite Series 65W Model S72M | Non Dimmed | 4100650004100 | 67
65 | Indal WRTL Exterior Lighting Ltd | LED Street Lights | White High Power LED System | Luma 2, 60 LED & 8000 Lumen Package | Non Dimmed | 4100650005100 | 65
65 | CU Phosco Lighting | LED Street Lights |  | P567A LED 8 650mA 65W V2 | Non Dimmed | 4100650006100 | 65
65 | CU Phosco Lighting | LED Street Lights |  | P851-8 B 650mA 65W | Non Dimmed | 4100650007100 | 65
65 | iGuzzini Illuminazione (UK) Ltd | LED Street Lights | 50 LED A60 Optic, 48 LED ST1C G6 Optic, 48 LED A45C Optic | WOW small Profile 2 - 450mA (53% dimmed circuit watts) | Single Stage Dimming | 4100650008053 | 74
65 | iGuzzini Illuminazione (UK) Ltd | LED Street Lights | 49 LED A60 Optic, 48 LED ST1C G6 Optic, 48 LED A45C Optic | WOW small Profile 2 - 450mA (72% dimmed circuit watts) | Single Stage Dimming | 4100650008072 | 74
65 | iGuzzini Illuminazione (UK) Ltd | LED Street Lights | 48 LED A60 Optic, 48 LED ST1C G6 Optic, 48 LED A45C Optic | WOW small Profile 2 - 450mA | Non Dimmed | 4100650008100 | 74
65 | LED Roadway Lighting | LED Street Lights |  | Satellite Series 65W CLO Dimming Model S72M (53% dimmed circuit watts) | Single Stage Dimming | 4100650009053 | 59
65 | LED Roadway Lighting | LED Street Lights |  | Satellite Series 65W CLO Dimming Model S72M (78% dimmed circuit watts) | Single Stage Dimming | 4100650009078 | 59
65 | LED Roadway Lighting | LED Street Lights |  | Satellite Series 65W CLO Dimming Model S72M | Non Dimmed | 4100650009100 | 59
65 | OrangeTek | LED Street Lights |  | ARIALED 60 350mA (51% dimmed circuit watts) | Single Stage Dimming | 4100650011051 | 65
65 | OrangeTek | LED Street Lights |  | ARIALED 60 350mA (69% dimmed circuit watts) | Single Stage Dimming | 4100650011069 | 65
65 | OrangeTek | LED Street Lights |  | ARIALED 60 350mA | Non Dimmed | 4100650011100 | 65
65 | Urbis Schréder | LED Street Lights |  | 32LED LF700mA Module V4 CLO (51% dimmed circuit watts) | Single Stage Dimming | 4100650012051 | 65
65 | Urbis Schréder | LED Street Lights |  | 32 LED LF 700mA Module V4 CLO (77% Dimmed Circuit Watts) | Single Stage Dimming | 4100650012077 | 65
65 | Urbis Schréder | LED Street Lights |  | 32LED LF700mA Module V4 CLO | Non Dimmed | 4100650012100 | 65
65 | Urbis Schréder | LED Street Lights |  | 64 LED LF 350mA Module V4 CLO (54% dimmed circuit Watts) | Single Stage Dimming | 4100650013054 | 65
65 | Urbis Schréder | LED Street Lights |  | 64 LED LF 350mA Module V4 CLO (77% dimmed circuit Watts) | Single Stage Dimming | 4100650013077 | 65
65 | Urbis Schréder | LED Street Lights |  | 64LED LF350mA Module V4 CLO | Non Dimmed | 4100650013100 | 65
65 | LED Roadway Lighting | LED Street Lights |  | NXT-60 65W | Non Dimmed | 4100650014100 | 67
65 | CU Phosco Lighting | LED Street Lights |  | P851-6 B 850mA 65W | Non Dimmed | 4100650015100 | 65
65 | Candela Light | LED Street Lights |  | MWH-V08M-BP 60 LED (26% Dimmed Circuit Watts) | Single Stage Dimming | 4100650016026 | 65
65 | Candela Light | LED Street Lights |  | MWH-V08M-BP 60 LED (52% Dimmed Circuit Watts) | Single Stage Dimming | 4100650016052 | 65
65 | Candela Light | LED Street Lights |  | MWH-V08M-BP 60 LED (75% Dimmed Circuit Watts) | Single Stage Dimming | 4100650016075 | 65
65 | Candela Light | LED Street Lights |  | MWH-V08M-BP 60 LED | Non Dimmed | 4100650016100 | 65
65 | LED Roadway Lighting | LED Street Lights |  | NXT-60 65W CLO (52% Dimmed Circuit Watts) | Single Stage Dimming | 4100650017052 | 65
65 | LED Roadway Lighting | LED Street Lights |  | NXT-60 65W CLO (75% Dimmed Circuit Watts) | Single Stage Dimming | 4100650017075 | 65
65 | LED Roadway Lighting | LED Street Lights |  | NXT-60 65W CLO | Non Dimmed | 4100650017100 | 65
65 | CU Phosco Lighting | LED Street Lights |  | P851-12-*-***-NW-*0450-CLO-PHSB3 | Non Dimmed | 4100650018100 | 65
65 | Holophane Europe ltd | LED Street Lights |  | FTS 20 LED Street Lighting Luminaire (1050mA) CLO (80%) (51% Dimmed Circuit Watts - 50% Dimmed Drive Current) | Single Stage Dimming | 4100650019051 | 65
65 | Holophane Europe ltd | LED Street Lights |  | FTS 20 LED Street Lighting Luminaire (1050mA) CLO (80%) (62% Dimmed Circuit Watts - 60% Dimmed Drive Current) | Single Stage Dimming | 4100650019062 | 65
65 | Holophane Europe ltd | LED Street Lights |  | FTS 20 LED Street Lighting Luminaire (1050mA) CLO (80%) (71% Dimmed Circuit Watts - 70% Dimmed Drive Current) | Single Stage Dimming | 4100650019071 | 65
65 | Holophane Europe ltd | LED Street Lights |  | FTS 20 LED Street Lighting Luminaire (1050mA) CLO (80%) | Non Dimmed | 4100650019100 | 65
65 | Lite-On Technology Corporation | LED Street Lights |  | PA2-60H-MV-NW-N2-GY-350-PCR5-DALI | Non Dimmed | 4100650020100 | 64
65 | Thorn Lighting | LED Street Lights |  | Thorn LED Module 65W | Non Dimmed | 4100650021100 | 65
65 | Holophane Europe ltd | LED Street Lights |  | FTR 60LED Street Lighting Luminaire (350 mA) CLO (90%) (54% Dimmed Circuit Watts - 50% Dimmed Drive Current) | Single Stage Dimming | 4100650022054 | 65
65 | Holophane Europe ltd | LED Street Lights |  | FTR 60LED Street Lighting Luminaire (350 mA) CLO (90%) (63% Dimmed Circuit Watts - 60% Dimmed Drive Current) | Single Stage Dimming | 4100650022063 | 65
65 | Holophane Europe ltd | LED Street Lights |  | FTR 60LED Street Lighting Luminaire (350 mA) CLO (90%) (72% Dimmed Circuit Watts - 70% Dimmed Drive Current) | Single Stage Dimming | 4100650022072 | 65
65 | Holophane Europe ltd | LED Street Lights |  | FTR 60LED Street Lighting Luminaire (350 mA) CLO (90%) | Non Dimmed | 4100650022100 | 65
65 | CU Phosco Lighting | LED Street Lights |  | P853-32-**-NW-*650mA-CLO | Non Dimmed | 4100650023100 | 65
65 | Philips Lighting | LED Street Lights |  | UniStreet LED 80 | Non Dimmed | 4100650024100 | 65
65 | Urbis Schréder | LED Street Lights |  | 48 LED LF2 460mA Module DDP1 CLO (54% Dimmed Circuit Watts) | Single Stage Dimming | 4100650025054 | 65
65 | Urbis Schréder | LED Street Lights |  | 48 LED LF2 460mA Module DDP1 CLO (75% Dimmed Circuit Watts) | Single Stage Dimming | 4100650025075 | 65
65 | Urbis Schréder | LED Street Lights |  | 48 LED LF2 460mA Module DDP1 CLO | Non Dimmed | 4100650025100 | 65
65 | Urbis Schréder | LED Street Lights |  | 32 LED 700mA V6 CLO (52% Dimmed Circuit Watts) | Single Stage Dimming | 4100650026052 | 65
65 | Urbis Schréder | LED Street Lights |  | 32 LED 700mA V6 CLO (75% Dimmed Circuit Watts) | Single Stage Dimming | 4100650026075 | 65
65 | Urbis Schréder | LED Street Lights |  | 32 LED 700mA V6 CLO | Non Dimmed | 4100650026100 | 65
65 | Urbis Schréder | LED Street Lights |  | 48 LED 460mA DDP2 CLO (52% Dimmed Circuit Watts) | Single Stage Dimming | 4100650027052 | 65
65 | Urbis Schréder | LED Street Lights |  | 48 LED 460mA DDP2 CLO (75% Dimmed Circuit Watts) | Single Stage Dimming | 4100650027075 | 65
65 | Urbis Schréder | LED Street Lights |  | 48 LED 460mA DDP2 CLO | Non Dimmed | 4100650027100 | 65
65 | Lite-On Technology Corporation | LED Street Lights |  | PA2-60H-350 (36% Dimmed Circuit Watts) | Single Stage Dimming | 4100650028036 | 67
65 | Lite-On Technology Corporation | LED Street Lights |  | PA2-60H-350 (40% Dimmed Circuit Watts) | Single Stage Dimming | 4100650028040 | 67
65 | Lite-On Technology Corporation | LED Street Lights |  | PA2-60H-350 (45% Dimmed Circuit Watts) | Single Stage Dimming | 4100650028045 | 67
65 | Lite-On Technology Corporation | LED Street Lights |  | PA2-60H-350 (48% Dimmed Circuit Watts) | Single Stage Dimming | 4100650028048 | 67
65 | Lite-On Technology Corporation | LED Street Lights |  | PA2-60H-350 (54% Dimmed Circuit Watts) | Single Stage Dimming | 4100650028054 | 67
65 | Lite-On Technology Corporation | LED Street Lights |  | PA2-60H-350 (60% Dimmed Circuit Watts) | Single Stage Dimming | 4100650028060 | 67
65 | Lite-On Technology Corporation | LED Street Lights |  | PA2-60H-350 (63% Dimmed Circuit Watts) | Single Stage Dimming | 4100650028063 | 67
65 | Lite-On Technology Corporation | LED Street Lights |  | PA2-60H-350 (69% Dimmed Circuit Watts) | Single Stage Dimming | 4100650028069 | 67
65 | Lite-On Technology Corporation | LED Street Lights |  | PA2-60H-350 (70% Dimmed Circuit Watts) | Single Stage Dimming | 4100650028070 | 67
65 | Lite-On Technology Corporation | LED Street Lights |  | PA2-60H-350 (72% Dimmed Circuit Watts) | Single Stage Dimming | 4100650028072 | 67
65 | Lite-On Technology Corporation | LED Street Lights |  | PA2-60H-350 (76% Dimmed Circuit Watts) | Single Stage Dimming | 4100650028076 | 67
65 | Lite-On Technology Corporation | LED Street Lights |  | PA2-60H-350 (81% Dimmed Circuit Watts) | Single Stage Dimming | 4100650028081 | 67
65 | Lite-On Technology Corporation | LED Street Lights |  | PA2-60H-350 (90% Dimmed Circuit Watts) | Single Stage Dimming | 4100650028090 | 67
65 | Lite-On Technology Corporation | LED Street Lights |  | PA2-60H-350 | Non Dimmed | 4100650028100 | 67
65 | OrangeTek | LED Street Lights |  | Arialed 60, Nichia, 350mA CLO 100% (82% Dimmed Circuit Watts) | Single Stage Dimming | 4100650029082 | 65
65 | OrangeTek | LED Street Lights |  | Arialed 60, Nichia, 350mA CLO 100% | Non Dimmed | 4100650029100 | 65
65 | Philips WRTL | LED Street Lights |  | Luma 2A Cool White 10KLm 60LED Constant Flux | Non Dimmed | 4100650999100 | 65
65 | Philips WRTL | LED Street Lights | MLSD-Approved | Luma 2A Cool White 10KLm 60LED Constant Flux | Non Dimmed | 4100656999100 | 65
66 | Urbis Schréder | LED Street Lights |  | 52 LED HS Module | Non Dimmed | 4100660000100 | 66
66 | CU Phosco Lighting | LED Street Lights |  | 30 LED 5 Panel System V3 | Non Dimmed | 4100660002100 | 66
66 | TRT Lighting | LED Street Lights |  | Aspect 2 66W (38% Dimmed Circuit Watts) | Single Stage Dimming | 4100660003038 | 66
66 | TRT Lighting | LED Street Lights |  | Aspect 2 66W(53% Dimmed Circuit Watts) | Single Stage Dimming | 4100660003053 | 66
66 | TRT Lighting | LED Street Lights |  | Aspect 2 66W(64% Dimmed Circuit Watts) | Single Stage Dimming | 4100660003064 | 66
66 | TRT Lighting | LED Street Lights |  | Aspect 2 66W (74% Dimmed Circuit Watts) | Single Stage Dimming | 4100660003074 | 66
66 | TRT Lighting | LED Street Lights |  | Aspect 2 66W(86% Dimmed Circuit Watts) | Single Stage Dimming | 4100660003086 | 66
66 | TRT Lighting | LED Street Lights |  | Aspect 2 66W | Non Dimmed | 4100660003100 | 66
66 | CU Phosco Lighting | LED Street Lights |  | P851-12 B 450mA 66W | Non Dimmed | 4100660004100 | 66
66 | iGuzzini Illuminazione (UK) Ltd | LED Street Lights | 63W P2-53%: BH37, BL70, BL80, BL89, BL98, BM06 | WOW Profile 2 - 450mA (53% dimmed circuit watts) | Single Stage Dimming | 4100660005053 | 74
66 | iGuzzini Illuminazione (UK) Ltd | LED Street Lights | 63W P2-72%: BH37, BL70, BL80, BL89, BL98, BM06 | WOW Profile 2 - 450mA (72% dimmed circuit watts) | Single Stage Dimming | 4100660005072 | 74
66 | iGuzzini Illuminazione (UK) Ltd | LED Street Lights | 63W P2-100%: BH37, BL70, BL80, BL89, BL98, BM06 | WOW Profile 2 - 450mA | Non Dimmed | 4100660005100 | 74
66 | OrangeTek | LED Street Lights |  | ARIALED 60Xi (53% dimmed circuit watts) | Single Stage Dimming | 4100660006053 | 66
66 | OrangeTek | LED Street Lights |  | ARIALED 60Xi (71% dimmed circuit watts) | Single Stage Dimming | 4100660006071 | 66
66 | OrangeTek | LED Street Lights |  | ARIALED 60Xi | Non Dimmed | 4100660006100 | 66
66 | TRT Lighting | LED Street Lights |  | Aspect 4 66W | Non Dimmed | 4100660007100 | 66
66 | Holophane Europe ltd | LED Street Lights |  | VMX.V4 64 LED Street Lighting Luminaire (350 mA) CLO (90%) (53% Dimmed Circuit Watts - 50% Dimmed Drive Current) | Single Stage Dimming | 4100660008053 | 66
66 | Holophane Europe ltd | LED Street Lights |  | VMX.V4 64 LED Street Lighting Luminaire (350 mA) CLO (90%) (62% Dimmed Circuit Watts - 60% Dimmed Drive Current) | Single Stage Dimming | 4100660008062 | 66
66 | Holophane Europe ltd | LED Street Lights |  | VMX.V4 64 LED Street Lighting Luminaire (350 mA) CLO (90%) (71% Dimmed Circuit Watts - 70% Dimmed Drive Current) | Single Stage Dimming | 4100660008071 | 66
66 | Holophane Europe ltd | LED Street Lights |  | VMX.V4 64 LED Street Lighting Luminaire (350 mA) CLO (90%) | Non Dimmed | 4100660008100 | 66
66 | Lite-On Technology Corporation | LED Street Lights |  | PA1-40H-MV-NW-N2-GY-530-PCR5-DALI (29% Dimmed Circuit Watts) | Single Stage Dimming | 4100660009029 | 66
66 | Lite-On Technology Corporation | LED Street Lights |  | PA1-40H-MV-NW-N2-GY-530-PCR5-DALI (52% Dimmed Circuit Watts) | Single Stage Dimming | 4100660009052 | 66
66 | Lite-On Technology Corporation | LED Street Lights |  | PA1-40H-MV-NW-N2-GY-530-PCR5-DALI (74% Dimmed Circuit Watts) | Single Stage Dimming | 4100660009074 | 66
66 | Lite-On Technology Corporation | LED Street Lights |  | PA1-40H-MV-NW-N2-GY-530-PCR5-DALI | Non Dimmed | 4100660009100 | 66
66 | Thorn Lighting | LED Street Lights |  | Thorn LED Module 66W | Non Dimmed | 4100660010100 | 66
66 | DW Windsor Ltd | LED Street Lights |  | 2LX2-113-15 LED Engine - 700mA CLO (29% Dimmed Circuit Watts) | Single Stage Dimming | 4100660011029 | 66
66 | DW Windsor Ltd | LED Street Lights |  | 2LX2-113-15 LED Engine - 700mA CLO (52% Dimmed Circuit Watts) | Single Stage Dimming | 4100660011052 | 66
66 | DW Windsor Ltd | LED Street Lights |  | 2LX2-113-15 LED Engine - 700mA CLO (71% Dimmed Circuit Watts) | Single Stage Dimming | 4100660011071 | 66
66 | DW Windsor Ltd | LED Street Lights |  | 2LX2-113-15 LED Engine - 700mA CLO (76% Dimmed Circuit Watts) | Single Stage Dimming | 4100660011076 | 66
66 | DW Windsor Ltd | LED Street Lights |  | 2LX2-113-15 LED Engine - 700mA CLO | Non Dimmed | 4100660011100 | 66
66 | CU Phosco Lighting | LED Street Lights |  | P853-32-**-NW-*650mA | Non Dimmed | 4100660012100 | 66
66 | Urbis Schréder | LED Street Lights |  | 32 LED LF2 690mA Module DDP1 CLO (52% Dimmed Circuit Watts) | Single Stage Dimming | 4100660013052 | 66
66 | Urbis Schréder | LED Street Lights |  | 32 LED LF2 690mA Module DDP1 CLO (74% Dimmed Circuit Watts) | Single Stage Dimming | 4100660013074 | 66
66 | Urbis Schréder | LED Street Lights |  | 32 LED LF2 690mA Module DDP1 CLO | Non Dimmed | 4100660013100 | 66
66 | Vizulo Ltd | LED Street Lights |  | Stork, Stork Little Brother: 32 LEDs (OB driver) (15% Dimmed Circuit Watts) | Single Stage Dimming | 4100660014015 | 66
66 | Vizulo Ltd | LED Street Lights |  | Stork, Stork Little Brother: 32 LEDs (OB driver) (33% Dimmed Circuit Watts) | Single Stage Dimming | 4100660014033 | 66
66 | Vizulo Ltd | LED Street Lights |  | Stork, Stork Little Brother: 32 LEDs (OB driver) (39% Dimmed Circuit Watts) | Single Stage Dimming | 4100660014039 | 66
66 | Vizulo Ltd | LED Street Lights |  | Stork, Stork Little Brother: 32 LEDs (OB driver) (47% Dimmed Circuit Watts) | Single Stage Dimming | 4100660014047 | 66
66 | Vizulo Ltd | LED Street Lights |  | Stork, Stork Little Brother: 32 LEDs (OB driver) (56% Dimmed Circuit Watts) | Single Stage Dimming | 4100660014056 | 66
66 | Vizulo Ltd | LED Street Lights |  | Stork, Stork Little Brother: 32 LEDs (OB driver) (62% Dimmed Circuit Watts) | Single Stage Dimming | 4100660014062 | 66
66 | Vizulo Ltd | LED Street Lights |  | Stork, Stork Little Brother: 32 LEDs (OB driver) (70% Dimmed Circuit Watts) | Single Stage Dimming | 4100660014070 | 66
66 | Vizulo Ltd | LED Street Lights |  | Stork, Stork Little Brother: 32 LEDs (OB driver) (77% Dimmed Circuit Watts) | Single Stage Dimming | 4100660014077 | 66
66 | Vizulo Ltd | LED Street Lights |  | Stork, Stork Little Brother: 32 LEDs (OB driver) (85% Dimmed Circuit Watts) | Single Stage Dimming | 4100660014085 | 66
66 | Vizulo Ltd | LED Street Lights |  | Stork, Stork Little Brother: 32 LEDs (OB driver) (92% Dimmed Circuit Watts) | Single Stage Dimming | 4100660014092 | 66
66 | Vizulo Ltd | LED Street Lights |  | Stork, Stork Little Brother: 32 LEDs (OB driver) | Non Dimmed | 4100660014100 | 66
66 | CREE Lighting | LED Street Lights |  | XSPC Series, H - Driver, CLO | Non Dimmed | 4100660015100 | 66
66 | Urbis Schréder | LED Street Lights |  | 24 LED 890mA DDP2 CLO (52% Dimmed Circuit Watts) | Single Stage Dimming | 4100660016052 | 66
66 | Urbis Schréder | LED Street Lights |  | 24 LED 890mA DDP2 CLO (76% Dimmed Circuit Watts) | Single Stage Dimming | 4100660016076 | 66
66 | Urbis Schréder | LED Street Lights |  | 24 LED 890mA DDP2 CLO | Non Dimmed | 4100660016100 | 66
66 | Urbis Schréder | LED Street Lights |  | 64 LED 350mA V5 CLO (53% Dimmed Circuit Watts) | Single Stage Dimming | 4100660017053 | 66
66 | Urbis Schréder | LED Street Lights |  | 64 LED 350mA V5 CLO (76% Dimmed Circuit Watts) | Single Stage Dimming | 4100660017076 | 66
66 | Urbis Schréder | LED Street Lights |  | 64 LED 350mA V5 CLO | Non Dimmed | 4100660017100 | 66
66 | Lite-On Technology Corporation | LED Street Lights |  | PA1-40H-530 (35% Dimmed Circuit Watts) | Single Stage Dimming | 4100660018035 | 68
66 | Lite-On Technology Corporation | LED Street Lights |  | PA1-40H-530 (40% Dimmed Circuit Watts) | Single Stage Dimming | 4100660018040 | 68
66 | Lite-On Technology Corporation | LED Street Lights |  | PA1-40H-530 (44% Dimmed Circuit Watts) | Single Stage Dimming | 4100660018044 | 68
66 | Lite-On Technology Corporation | LED Street Lights |  | PA1-40H-530 (49% Dimmed Circuit Watts) | Single Stage Dimming | 4100660018049 | 68
66 | Lite-On Technology Corporation | LED Street Lights |  | PA1-40H-530 (54% Dimmed Circuit Watts) | Single Stage Dimming | 4100660018054 | 68
66 | Lite-On Technology Corporation | LED Street Lights |  | PA1-40H-530 (60% Dimmed Circuit Watts) | Single Stage Dimming | 4100660018060 | 68
66 | Lite-On Technology Corporation | LED Street Lights |  | PA1-40H-530 (63% Dimmed Circuit Watts) | Single Stage Dimming | 4100660018063 | 68
66 | Lite-On Technology Corporation | LED Street Lights |  | PA1-40H-530 (66% Dimmed Circuit Watts) | Single Stage Dimming | 4100660018066 | 68
66 | Lite-On Technology Corporation | LED Street Lights |  | PA1-40H-530 (71% Dimmed Circuit Watts) | Single Stage Dimming | 4100660018071 | 68
66 | Lite-On Technology Corporation | LED Street Lights |  | PA1-40H-530 (72% Dimmed Circuit Watts) | Single Stage Dimming | 4100660018072 | 68
66 | Lite-On Technology Corporation | LED Street Lights |  | PA1-40H-530 (74% Dimmed Circuit Watts) | Single Stage Dimming | 4100660018074 | 68
66 | Lite-On Technology Corporation | LED Street Lights |  | PA1-40H-530 (79% Dimmed Circuit Watts) | Single Stage Dimming | 4100660018079 | 68
66 | Lite-On Technology Corporation | LED Street Lights |  | PA1-40H-530 (90% Dimmed Circuit Watts) | Single Stage Dimming | 4100660018090 | 68
66 | Lite-On Technology Corporation | LED Street Lights |  | PA1-40H-530 | Non Dimmed | 4100660018100 | 68
66 | Lite-On Technology Corporation | LED Street Lights |  | PA2-60H-530_BOL CLO (63%) | Non Dimmed | 4100660019100 | 66
66 | Philips WRTL | LED Street Lights |  | Mini Luma M1A Cool White 9.4KLm, Neutral White 8.8KLm, Luma 1 Cool White 10.5KLm, Luma 2A Cool White 10.5KLm, Neutral White 9.5KLm 60 LED Constant Flux | Non Dimmed | 4100660999100 | 66
66 | CU Phosco Lighting | LED Street Lights | MLSD-Approved | P851-12 B 450mA 66W | Non Dimmed | 4100666004100 | 66
67 | CU Phosco Lighting | LED Street Lights |  | P851-8 B 700mA 67W CLO | Non Dimmed | 4100670000100 | 67
67 | CU Phosco Lighting | LED Street Lights |  | P851-6 B 950mA 67W CLO | Non Dimmed | 4100670001100 | 67
67 | CREE Lighting | LED Street Lights | CREE LEDway Road 60 LED unit | 60 LED CREE LEDway Road driven at 350mA | Non Dimmed | 4100670002100 | 67
67 | Easy Energy Solution Ltd | LED Street Lights |  | Hermin SL67 | Non Dimmed | 4100670003100 | 66
67 | Thorn Lighting | LED Street Lights |  | R-PEC LED Module, 60 LED's @350mA R2L2 M 60L35, Oxane L 60L35 | Non Dimmed | 4100670004100 | 67
67 | CU Phosco Lighting | LED Street Lights |  | PXXX-9LED-740NW-650mA CLO | Non Dimmed | 4100670005100 | 70
67 | Holophane Europe ltd | LED Street Lights |  | VMX.V2 32 LED Street Lighting Luminaire (700 mA) CLO (90%) (52% Dimmed Circuit Watts - 50% Dimmed Drive Current) | Single Stage Dimming | 4100670006052 | 67
67 | Holophane Europe ltd | LED Street Lights |  | VMX.V2 32 LED Street Lighting Luminaire (700 mA) CLO (90%) (63% Dimmed Circuit Watts - 60% Dimmed Drive Current) | Single Stage Dimming | 4100670006063 | 67
67 | Holophane Europe ltd | LED Street Lights |  | VMX.V2 32 LED Street Lighting Luminaire (700 mA) CLO (90%) (72% Dimmed Circuit Watts - 70% Dimmed Drive Current) | Single Stage Dimming | 4100670006072 | 67
67 | Holophane Europe ltd | LED Street Lights |  | VMX.V2 32 LED Street Lighting Luminaire (700 mA) CLO (90%) | Non Dimmed | 4100670006100 | 67
67 | OrangeTek | LED Street Lights |  | Arialed 30, 700mA, DA (51% Dimmed Circuit Watts) | Single Stage Dimming | 4100670007051 | 67
67 | OrangeTek | LED Street Lights |  | Arialed 30, 700mA, DA (69% Dimmed Circuit Watts) | Single Stage Dimming | 4100670007069 | 67
67 | OrangeTek | LED Street Lights |  | Arialed 30, 700mA, DA | Non Dimmed | 4100670007100 | 67
67 | OrangeTek | LED Street Lights |  | Arialed 30, 700mA, PA (51% Dimmed Circuit Watts) | Single Stage Dimming | 4100670008051 | 67
67 | OrangeTek | LED Street Lights |  | Arialed 30, 700mA, PA (69% Dimmed Circuit Watts) | Single Stage Dimming | 4100670008069 | 67
67 | OrangeTek | LED Street Lights |  | Arialed 30, 700mA, PA | Non Dimmed | 4100670008100 | 67
67 | GE Hungary Kft | LED Street Lights |  | SP L/2/F/B/67/40/D/ST/C1/P/P76 | Non Dimmed | 4100670009100 | 66
67 | Holophane Europe ltd | LED Street Lights |  | VMX.V1 16LED (Lux Mz) Street Lighting Luminaire (380mA) CLO (80%) (54% Dimmed Circuit Watts - 50% Dimmed Drive Current) | Single Stage Dimming | 4100670010054 | 67
67 | Holophane Europe ltd | LED Street Lights |  | VMX.V1 16LED (Lux Mz) Street Lighting Luminaire (380mA) CLO (80%) (63% Dimmed Circuit Watts - 60% Dimmed Drive Current) | Single Stage Dimming | 4100670010063 | 67
67 | Holophane Europe ltd | LED Street Lights |  | VMX.V1 16LED (Lux Mz) Street Lighting Luminaire (380mA) CLO (80%) (72% Dimmed Circuit Watts - 70% Dimmed Drive Current) | Single Stage Dimming | 4100670010072 | 67
67 | Holophane Europe ltd | LED Street Lights |  | VMX.V1 16LED (Lux Mz) Street Lighting Luminaire (380mA) CLO (80%) | Non Dimmed | 4100670010100 | 67
67 | Holophane Europe ltd | LED Street Lights |  | VMX.V2 (D334) 32 LED Street Lighting Luminaire (700 mA) CLO (90%) (52% Dimmed Circuit Watts - 50% Dimmed Drive Current) | Single Stage Dimming | 4100670011052 | 67
67 | Holophane Europe ltd | LED Street Lights |  | VMX.V2 (D334) 32 LED Street Lighting Luminaire (700 mA) CLO (90%) (63% Dimmed Circuit Watts - 60% Dimmed Drive Current) | Single Stage Dimming | 4100670011063 | 67
67 | Holophane Europe ltd | LED Street Lights |  | VMX.V2 (D334) 32 LED Street Lighting Luminaire (700 mA) CLO (90%) (72% Dimmed Circuit Watts - 70% Dimmed Drive Current) | Single Stage Dimming | 4100670011072 | 67
67 | Holophane Europe ltd | LED Street Lights |  | VMX.V2 (D334) 32 LED Street Lighting Luminaire (700 mA) CLO (90%) | Non Dimmed | 4100670011100 | 67
67 | OrangeTek | LED Street Lights |  | Voyager 30 PP 700mA | Non Dimmed | 4100670012100 | 67
67 | CREE Lighting | LED Street Lights |  | XSPC series, H - Driver, DY1 (55% Dimmed Circuit Watts) | Single Stage Dimming | 4100670013055 | 67
67 | CREE Lighting | LED Street Lights |  | XSPC series, H - Driver, DY1 | Non Dimmed | 4100670013100 | 67
67 | CREE Lighting | LED Street Lights |  | XSPC series, H - Driver, DY6 (79% Dimmed Circuit Watts) | Single Stage Dimming | 4100670014079 | 67
67 | CREE Lighting | LED Street Lights |  | XSPC series, H - Driver, DY6 | Non Dimmed | 4100670014100 | 67
67 | CREE Lighting | LED Street Lights |  | XSPC series, H - Driver, DY7 (40% Dimmed Circuit Watts) | Single Stage Dimming | 4100670015040 | 67
67 | CREE Lighting | LED Street Lights |  | XSPC series, H - Driver, DY7 | Non Dimmed | 4100670015100 | 67
67 | Lightwell Mishali Ltd | LED Street Lights |  | Lightwell Luxis, LW-SR (30% Dimmed Circuit Watts) | Single Stage Dimming | 4100670016030 | 63
67 | Lightwell Mishali Ltd | LED Street Lights |  | Lightwell Luxis, LW-SR (52% Dimmed Circuit Watts) | Single Stage Dimming | 4100670016052 | 63
67 | Lightwell Mishali Ltd | LED Street Lights |  | Lightwell Luxis, LW-SR (78% Dimmed Circuit Watts) | Single Stage Dimming | 4100670016078 | 63
67 | Lightwell Mishali Ltd | LED Street Lights |  | Lightwell Luxis, LW-SR | Non Dimmed | 4100670016100 | 63
67 | Thorn Lighting | LED Street Lights |  | RPEC-Module 60L35 (52% Dimmed Circuit Watts) | Single Stage Dimming | 4100670998052 | 67
67 | Thorn Lighting | LED Street Lights |  | RPEC-Module 60L35 (81% Dimmed Circuit Watts) | Single Stage Dimming | 4100670998081 | 67
67 | Thorn Lighting | LED Street Lights |  | RPEC-Module 60L35 | Non Dimmed | 4100670998100 | 67
67 | Philips WRTL | LED Street Lights |  | Mini Luma M1A Cool White 9.5KLm, Neutral White, Luma 1A Neutral White 10KLm KLm Constant Flux | Non Dimmed | 4100670999100 | 67
67 | CU Phosco Lighting | LED Street Lights | MLSD-Approved | P851-8 B 700mA 67W CLO | Non Dimmed | 4100676000100 | 67
67 | Philips WRTL | LED Street Lights | MLSD-Approved | Mini Luma M1A Cool White 9.5KLm, Neutral White, Luma 1A Neutral White 10KLm KLm Constant Flux | Non Dimmed | 4100676999100 | 67
48 | Urbis Schréder | LED Street Lights |  | 54 LED HS Module | Non Dimmed | 4100680000100 | 68
68 | Philips Lighting | LED Street Lights |  | LEDGine 2.2 Jan 2013 Grn78 740 Neutral White, Grn83 657 Cool White | Non Dimmed | 4100680001100 | 68
68 | TRT Lighting | LED Street Lights |  | Aspect 3 68W | Non Dimmed | 4100680002100 | 68
68 | CU Phosco Lighting | LED Street Lights |  | P851-6 B 900mA 68W | Non Dimmed | 4100680003100 | 68
68 | Harvard Engineering | LED Street Lights |  | CLP2-350-88V-240-WM | Non Dimmed | 4100680004100 | 68
68 | CREE Lighting | LED Street Lights | CREE LEDway Road 30 LED unit | 30 LED CREE LEDway Road driven at 700mA (51% Dimmed Circuit Watts) | Single Stage Dimming | 4100680005051 | 68
68 | CREE Lighting | LED Street Lights | CREE LEDway Road 30 LED unit | 30 LED CREE LEDway Road driven at 700mA (66% Dimmed Circuit Watts) | Single Stage Dimming | 4100680005066 | 68
68 | CREE Lighting | LED Street Lights | CREE LEDway Road 30 LED unit | 30 LED CREE LEDway Road driven at 700mA (76% Dimmed Circuit Watts) | Single Stage Dimming | 4100680005076 | 68
68 | CREE Lighting | LED Street Lights | CREE LEDway Road 30 LED unit | 30 LED CREE LEDway Road driven at 700mA (84% Dimmed Circuit Watts) | Single Stage Dimming | 4100680005084 | 68
68 | CREE Lighting | LED Street Lights | CREE LEDway Road 30 LED unit | 30 LED CREE LEDway Road driven at 700mA | Non Dimmed | 4100680005100 | 68
68 | DW Windsor Ltd | LED Street Lights |  | 2LX2-113-15 LED Engine - 700mA (52% dimmed circuit watts) | Single Stage Dimming | 4100680006052 | 67
68 | DW Windsor Ltd | LED Street Lights |  | 2LX2-113-15 LED Engine - 700mA (73% dimmed circuit watts) | Single Stage Dimming | 4100680006073 | 67
68 | DW Windsor Ltd | LED Street Lights |  | 2LX2-113-15 LED Engine - 700mA (75% Dimmed Circuit Watts) | Single Stage Dimming | 4100680006075 | 67
68 | DW Windsor Ltd | LED Street Lights |  | 2LX2-113-15 LED Engine - 700mA | Non Dimmed | 4100680006100 | 67
68 | GE Hungary Kft | LED Street Lights |  | SP L/1/F/BX/68/40/D/ST/C1/P/P76 (52% Dimmed Circuit Watts) | Single Stage Dimming | 4100680007052 | 66
68 | GE Hungary Kft | LED Street Lights |  | SP L/1/F/BX/68/40/D/ST/C1/P/P76 | Non Dimmed | 4100680007100 | 66
68 | LED Roadway Lighting | LED Street Lights |  | NXT-48 68W | Non Dimmed | 4100680008100 | 70
68 | Vestel | LED Street Lights |  | Streetlight Neutral white M4 (25% Dimmed Circuit Watts) | Single Stage Dimming | 4100680009025 | 68
68 | Vestel | LED Street Lights |  | Streetlight Neutral white M4 (53% Dimmed Circuit Watts) | Single Stage Dimming | 4100680009053 | 68
68 | Vestel | LED Street Lights |  | Streetlight Neutral white M4 (85% Dimmed Circuit Watts) | Single Stage Dimming | 4100680009085 | 68
68 | Vestel | LED Street Lights |  | Streetlight Neutral white M4 | Non Dimmed | 4100680009100 | 68
68 | LED Roadway Lighting | LED Street Lights |  | NXT-48 68W CLO (60% Dimmed Circuit Watts) | Single Stage Dimming | 4100680010060 | 68
68 | LED Roadway Lighting | LED Street Lights |  | NXT-48 68W CLO (71% Dimmed Circuit Watts) | Single Stage Dimming | 4100680010071 | 68
68 | LED Roadway Lighting | LED Street Lights |  | NXT-48 68W CLO (75% Dimmed Circuit Watts) | Single Stage Dimming | 4100680010075 | 68
68 | LED Roadway Lighting | LED Street Lights |  | NXT-48 68W CLO | Non Dimmed | 4100680010100 | 68
68 | Urbis Schréder | LED Street Lights |  | 64 LED LF 350mA Mod V4 (53% Dimmed Circuit Watts) | Single Stage Dimming | 4100680011053 | 68
68 | Urbis Schréder | LED Street Lights |  | 64 LED LF 350mA Mod V4 100 (78% Dimmed Circuit Watts) | Single Stage Dimming | 4100680011078 | 68
68 | Urbis Schréder | LED Street Lights |  | 64 LED LF 350mA Mod V4 | Non Dimmed | 4100680011100 | 68
68 | OrangeTek | LED Street Lights |  | ARIALED60 T 50% Light Output (50% Dimmed Circuit Watts) | Single Stage Dimming | 4100680012050 | 68
68 | OrangeTek | LED Street Lights |  | ARIALED60 T 70% Light Output (69% Dimmed Circuit Watts) | Single Stage Dimming | 4100680012069 | 68
68 | OrangeTek | LED Street Lights |  | ARIALED60 T | Non Dimmed | 4100680012100 | 68
68 | Holophane Europe ltd | LED Street Lights |  | VMX.V3 48 LED Street Lighting Luminaire (525 mA) CLO (70%) (53% Dimmed Circuit Watts - 50% Dimmed Drive Current) | Single Stage Dimming | 4100680013053 | 68
68 | Holophane Europe ltd | LED Street Lights |  | VMX.V3 48 LED Street Lighting Luminaire (525 mA) CLO (70%) (62% Dimmed Circuit Watts - 60% Dimmed Drive Current) | Single Stage Dimming | 4100680013062 | 68
68 | Holophane Europe ltd | LED Street Lights |  | VMX.V3 48 LED Street Lighting Luminaire (525 mA) CLO (70%) (71% Dimmed Circuit Watts - 70% Dimmed Drive Current) | Single Stage Dimming | 4100680013071 | 68
68 | Holophane Europe ltd | LED Street Lights |  | VMX.V3 48 LED Street Lighting Luminaire (525 mA) CLO (70%) | Non Dimmed | 4100680013100 | 68
68 | CU Phosco Lighting | LED Street Lights |  | P851-12-*-***-NW-*0450-PHSB3 | Non Dimmed | 4100680014100 | 68
68 | CU Phosco Lighting | LED Street Lights |  | PXXX-9LED-740NW-600mA | Non Dimmed | 4100680015100 | 68
68 | Holophane Europe ltd | LED Street Lights |  | FTS 20 LED Street Lighting Luminaire (1050mA) CLO (90%) (51% Dimmed Circuit Watts - 50% Dimmed Drive Current) | Single Stage Dimming | 4100680016051 | 68
68 | Holophane Europe ltd | LED Street Lights |  | FTS 20 LED Street Lighting Luminaire (1050mA) CLO (90%) (62% Dimmed Circuit Watts - 60% Dimmed Drive Current) | Single Stage Dimming | 4100680016062 | 68
68 | Holophane Europe ltd | LED Street Lights |  | FTS 20 LED Street Lighting Luminaire (1050mA) CLO (90%) (71% Dimmed Circuit Watts - 70% Dimmed Drive Current) | Single Stage Dimming | 4100680016071 | 68
68 | Holophane Europe ltd | LED Street Lights |  | FTS 20 LED Street Lighting Luminaire (1050mA) CLO (90%) | Non Dimmed | 4100680016100 | 68
68 | Thorn Lighting | LED Street Lights |  | Thorn LED Module 68W | Non Dimmed | 4100680017100 | 68
68 | CU Phosco Lighting | LED Street Lights |  | P510-2X9LED-740NW-300mA | Non Dimmed | 4100680018100 | 68
68 | ASD Lighting | LED Street Lights |  | HIGHWAY DIAMOND 44 LED 500mA 50% O/P (51% Dimmed Circuit Watts) | Single Stage Dimming | 4100680019051 | 68
68 | ASD Lighting | LED Street Lights |  | HIGHWAY DIAMOND 44 LED 500mA | Non Dimmed | 4100680019100 | 68
68 | Holophane Europe ltd | LED Street Lights |  | FTR 60LED Street Lighting Luminaire (350 mA) (53% Dimmed Circuit Watts - 50% Dimmed Drive Current) | Single Stage Dimming | 4100680020053 | 68
68 | Holophane Europe ltd | LED Street Lights |  | FTR 60LED Street Lighting Luminaire (350 mA) (62% Dimmed Circuit Watts - 60% Dimmed Drive Current) | Single Stage Dimming | 4100680020062 | 68
68 | Holophane Europe ltd | LED Street Lights |  | FTR 60LED Street Lighting Luminaire (350 mA) (72% Dimmed Circuit Watts - 70% Dimmed Drive Current) | Single Stage Dimming | 4100680020072 | 68
68 | Holophane Europe ltd | LED Street Lights |  | FTR 60LED Street Lighting Luminaire (350 mA) | Non Dimmed | 4100680020100 | 68
68 | Vizulo Ltd | LED Street Lights |  | Stork, Stork Little Brother: 32 LEDs (PA driver) (11% Dimmed Circuit Watts) | Single Stage Dimming | 4100680021011 | 68
68 | Vizulo Ltd | LED Street Lights |  | Stork, Stork Little Brother: 32 LEDs (PA driver) (32% Dimmed Circuit Watts) | Single Stage Dimming | 4100680021032 | 68
68 | Vizulo Ltd | LED Street Lights |  | Stork, Stork Little Brother: 32 LEDs (PA driver) (40% Dimmed Circuit Watts) | Single Stage Dimming | 4100680021040 | 68
68 | Vizulo Ltd | LED Street Lights |  | Stork, Stork Little Brother: 32 LEDs (PA driver) (49% Dimmed Circuit Watts) | Single Stage Dimming | 4100680021049 | 68
68 | Vizulo Ltd | LED Street Lights |  | Stork, Stork Little Brother: 32 LEDs (PA driver) (56% Dimmed Circuit Watts) | Single Stage Dimming | 4100680021056 | 68
68 | Vizulo Ltd | LED Street Lights |  | Stork, Stork Little Brother: 32 LEDs (PA driver) (63% Dimmed Circuit Watts) | Single Stage Dimming | 4100680021063 | 68
68 | Vizulo Ltd | LED Street Lights |  | Stork, Stork Little Brother: 32 LEDs (PA driver) (71% Dimmed Circuit Watts) | Single Stage Dimming | 4100680021071 | 68
68 | Vizulo Ltd | LED Street Lights |  | Stork, Stork Little Brother: 32 LEDs (PA driver) (78% Dimmed Circuit Watts) | Single Stage Dimming | 4100680021078 | 68
68 | Vizulo Ltd | LED Street Lights |  | Stork, Stork Little Brother: 32 LEDs (PA driver) (85% Dimmed Circuit Watts) | Single Stage Dimming | 4100680021085 | 68
68 | Vizulo Ltd | LED Street Lights |  | Stork, Stork Little Brother: 32 LEDs (PA driver) (93% Dimmed Circuit Watts) | Single Stage Dimming | 4100680021093 | 68
68 | Vizulo Ltd | LED Street Lights |  | Stork, Stork Little Brother: 32 LEDs (PA driver) | Non Dimmed | 4100680021100 | 68
68 | Urbis Schréder | LED Street Lights |  | 24 LED 890mA DDP1 (50% Dimmed Circuit Watts) | Single Stage Dimming | 4100680022050 | 68
68 | Urbis Schréder | LED Street Lights |  | 24 LED 890mA DDP1 (74% Dimmed Circuit Watts) | Single Stage Dimming | 4100680022074 | 68
68 | Urbis Schréder | LED Street Lights |  | 24 LED 890mA DDP1 | Non Dimmed | 4100680022100 | 68
68 | CREE Lighting | LED Street Lights |  | XSPC series, H - Driver, G6 (50% Dimmed Circuit Watts) | Single Stage Dimming | 4100680023050 | 68
68 | CREE Lighting | LED Street Lights |  | XSPC series, H - Driver, G6 | Non Dimmed | 4100680023100 | 68
68 | Urbis Schreder | LED Street Lights |  | 48 LED 460mA DDP1 (53% Dimmed Circuit Watts) | Single Stage Dimming | 4100680024053 | 68
68 | Urbis Schreder | LED Street Lights |  | 48 LED 460mA DDP1 (76% Dimmed Circuit Watts) | Single Stage Dimming | 4100680024076 | 68
68 | Urbis Schreder | LED Street Lights |  | 48 LED 460mA DDP1 | Non Dimmed | 4100680024100 | 68
68 | NVC Lighting | LED Street Lights |  | NBF68/OP2/740, NBF68/OP3/740, NBF68/OP4/740, NBF68/OP5/740 (25% Dimmed Circuit Watts) | Single Stage Dimming | 4100680025025 | 69
68 | NVC Lighting | LED Street Lights |  | NBF68/OP2/740, NBF68/OP3/740, NBF68/OP4/740, NBF68/OP5/740 (42% Dimmed Circuit Watts) | Single Stage Dimming | 4100680025042 | 69
68 | NVC Lighting | LED Street Lights |  | NBF68/OP2/740, NBF68/OP3/740, NBF68/OP4/740, NBF68/OP5/740 (52% Dimmed Circuit Watts) | Single Stage Dimming | 4100680025052 | 69
68 | NVC Lighting | LED Street Lights |  | NBF68/OP2/740, NBF68/OP3/740, NBF68/OP4/740, NBF68/OP5/740 (61% Dimmed Circuit Watts) | Single Stage Dimming | 4100680025061 | 69
68 | NVC Lighting | LED Street Lights |  | NBF68/OP2/740, NBF68/OP3/740, NBF68/OP4/740, NBF68/OP5/740 (67% Dimmed Circuit Watts) | Single Stage Dimming | 4100680025067 | 69
68 | NVC Lighting | LED Street Lights |  | NBF68/OP2/740, NBF68/OP3/740, NBF68/OP4/740, NBF68/OP5/740 (74% Dimmed Circuit Watts) | Single Stage Dimming | 4100680025074 | 69
68 | NVC Lighting | LED Street Lights |  | NBF68/OP2/740, NBF68/OP3/740, NBF68/OP4/740, NBF68/OP5/740 (84% Dimmed Circuit Watts) | Single Stage Dimming | 4100680025084 | 69
68 | NVC Lighting | LED Street Lights |  | NBF68/OP2/740, NBF68/OP3/740, NBF68/OP4/740, NBF68/OP5/740 | Non Dimmed | 4100680025100 | 69
68 | Philips WRTL | LED Street Lights |  | Luma 2A Neutral White 10KLm 80LED Constant Flux | Non Dimmed | 4100680999100 | 68
69 | Indal WRTL Exterior Lighting Ltd | LED Street Lights | White High Power LED System | Luma 3, 100 LED & 9000 Lumen Package (Dimmed 51% full power circuit watts) | Single Stage Dimming | 4100690000051 | 69
69 | Indal WRTL Exterior Lighting Ltd | LED Street Lights | White High Power LED System | Luma 3, 100 LED & 9000 Lumen Package (Dimmed 75% full power circuit watts) | Single Stage Dimming | 4100690000075 | 69
69 | Indal WRTL Exterior Lighting Ltd | LED Street Lights | White High Power LED System | Luma 3, 100 LED & 9000 Lumen Package | Non Dimmed | 4100690000100 | 69
69 | Philips Lighting | LED Street Lights |  | LEDGine GRN64 Warm White 3000k 830 | Non Dimmed | 4100690001100 | 69
69 | Philips Lighting | LED Street Lights |  | LEDGine GRN78 Neutral White 4000K 740 | Non Dimmed | 4100690002100 | 68
69 | Philips Lighting | LED Street Lights |  | LEDGine GRN83 Cool White 5700K 657 | Non Dimmed | 4100690003100 | 68
69 | CREE Lighting | LED Street Lights | CREE LEDway Road 40 LED unit | 40 LED CREE LEDway Road driven at 525mA | Non Dimmed | 4100690004100 | 69
69 | GE Hungary Kft | LED Street Lights |  | SP L/1/F/BX/69/40/D/ST/C1/P/P60 (47% Dimmed Circuit Watts) | Single Stage Dimming | 4100690005047 | 68
69 | GE Hungary Kft | LED Street Lights |  | SP L/1/F/BX/69/40/D/ST/C1/P/P60 (51% Dimmed Circuit Watts) | Single Stage Dimming | 4100690005051 | 68
69 | GE Hungary Kft | LED Street Lights |  | SP L/1/F/BX/69/40/D/ST/C1/P/P60 (60% Dimmed Circuit Watts) | Single Stage Dimming | 4100690005060 | 68
69 | GE Hungary Kft | LED Street Lights |  | SP L/1/F/BX/69/40/D/ST/C1/P/P60 (76% Dimmed Circuit Watts) | Single Stage Dimming | 4100690005076 | 68
69 | GE Hungary Kft | LED Street Lights |  | SP L/1/F/BX/69/40/D/ST/C1/P/P60 | Non Dimmed | 4100690005100 | 68
69 | LED Roadway Lighting | LED Street Lights |  | NXT-36 69W | Non Dimmed | 4100690006100 | 69
69 | ASD Lighting | LED Street Lights |  | 64 LED FITTING HWC/B47LED6435-S1 | Non Dimmed | 4100690007100 | 70
69 | LED Roadway Lighting | LED Street Lights |  | NXT-36 69W CLO (72% dimmed circuit watts) | Single Stage Dimming | 4100690008072 | 67
69 | LED Roadway Lighting | LED Street Lights |  | NXT-36 69W CLO | Non Dimmed | 4100690008100 | 67
69 | Holophane Europe ltd | LED Street Lights |  | VMX.V4 64 LED Street Lighting Luminaire (350 mA) (52% Dimmed Circuit Watts - 50% Dimmed Drive Current) | Single Stage Dimming | 4100690009052 | 69
69 | Holophane Europe ltd | LED Street Lights |  | VMX.V4 64 LED Street Lighting Luminaire (350 mA) (62% Dimmed Circuit Watts - 60% Dimmed Drive Current) | Single Stage Dimming | 4100690009062 | 69
69 | Holophane Europe ltd | LED Street Lights |  | VMX.V4 64 LED Street Lighting Luminaire (350 mA) (71% Dimmed Circuit Watts - 70% Dimmed Drive Current) | Single Stage Dimming | 4100690009071 | 69
69 | Holophane Europe ltd | LED Street Lights |  | VMX.V4 64 LED Street Lighting Luminaire (350 mA) (75% Dimmed Circuit Watts - 75% Dimmed Drive Current) | Single Stage Dimming | 4100690009075 | 69
69 | Holophane Europe ltd | LED Street Lights |  | VMX.V4 64 LED Street Lighting Luminaire (350 mA) | Non Dimmed | 4100690009100 | 69
69 | OrangeTek | LED Street Lights |  | Arialed 30, 700mA, PP (52% Dimmed Circuit Watts) | Single Stage Dimming | 4100690010052 | 69
69 | OrangeTek | LED Street Lights |  | Arialed 30, 700mA, PP (71% Dimmed Circuit Watts) | Single Stage Dimming | 4100690010071 | 69
69 | OrangeTek | LED Street Lights |  | Arialed 30, 700mA, PP 100% | Non Dimmed | 4100690010100 | 69
69 | OrangeTek | LED Street Lights |  | Arialed 30, 700mA, DT (49% Dimmed Circuit Watts) | Single Stage Dimming | 4100690011049 | 69
69 | OrangeTek | LED Street Lights |  | Arialed 30, 700mA, DT (70% Dimmed Circuit Watts) | Single Stage Dimming | 4100690011070 | 69
69 | OrangeTek | LED Street Lights |  | Arialed 30, 700mA, DT 100% | Non Dimmed | 4100690011100 | 69
69 | OrangeTek | LED Street Lights |  | Arialed 30, 700mA, PA (49% Dimmed Circuit Watts) | Single Stage Dimming | 4100690012049 | 69
69 | OrangeTek | LED Street Lights |  | Arialed 30, 700mA, PA (68% Dimmed Circuit Watts) | Single Stage Dimming | 4100690012068 | 69
69 | OrangeTek | LED Street Lights |  | Arialed 30, 700mA, PA | Non Dimmed | 4100690012100 | 69
69 | CU Phosco Lighting | LED Street Lights |  | P853-32-**-NW-*700mA-CLO | Non Dimmed | 4100690013100 | 69
69 | GE Hungary Kft | LED Street Lights |  | SPNL/2/69 (51% Dimmed Circuit Watts) | Single Stage Dimming | 4100690014051 | 68
69 | GE Hungary Kft | LED Street Lights |  | SPNL/2/69 (69% Dimmed Circuit Watts) | Single Stage Dimming | 4100690014069 | 68
69 | GE Hungary Kft | LED Street Lights |  | SPNL/2/69 (75% Dimmed Circuit Watts) | Single Stage Dimming | 4100690014075 | 68
69 | GE Hungary Kft | LED Street Lights |  | SP L/2/F/B/69/40/D/ST/C1/P/P76 | Non Dimmed | 4100690014100 | 68
69 | Urbis Schreder | LED Street Lights |  | 32 LED 690mA DDP1 (51% Dimmed Circuit Watts) | Single Stage Dimming | 4100690015051 | 69
69 | Urbis Schreder | LED Street Lights |  | 32 LED 690mA DDP1 (75% Dimmed Circuit Watts) | Single Stage Dimming | 4100690015075 | 69
69 | Urbis Schreder | LED Street Lights |  | 32 LED 690mA DDP1 | Non Dimmed | 4100690015100 | 69
69 | OrangeTek | LED Street Lights |  | BOLEYN 30 700ma DT 100% | Non Dimmed | 4100690016100 | 69
69 | Thorn Lighting | LED Street Lights |  | RPEC-Module 48L50 CLO | Non Dimmed | 4100690998100 | 69
69 | Philips WRTL | LED Street Lights |  | Luma 2A Cool White 11KLm, Cool White 10.5 60LED Constant Flux | Non Dimmed | 4100690999100 | 69
69 | Philips Lighting | LED Street Lights | Integral Dynadimmer | LEDGine GRN78 Neutral White 4000K 740 | Non Dimmed | 4100696000100 | 68
70 | CU Phosco Lighting | LED Street Lights |  | P567A LED 8 700mA 70W V2 | Non Dimmed | 4100700000100 | 70
70 | THORN-Europhane | LED Street Lights |  | Olsys2 70W | Non Dimmed | 4100700002100 | 67
70 | CU Phosco Lighting | LED Street Lights |  | P851-12 B 500mA 70W CLO | Non Dimmed | 4100700003100 | 70
70 | CU Phosco Lighting | LED Street Lights |  | P851-8 B 700mA 70W | Non Dimmed | 4100700004100 | 70
70 | CU Phosco Lighting | LED Street Lights |  | P851-8 B 750mA 70W CLO | Non Dimmed | 4100700005100 | 70
70 | CU Phosco Lighting | LED Street Lights |  | P851-6 B 1000mA 70W CLO | Non Dimmed | 4100700006100 | 70
70 | SolTex Global Ltd | LED Street Lights |  | 70W YZLD (41% dimmed circuit watts) | Single Stage Dimming | 4100700007041 | 71
70 | SolTex Global Ltd | LED Street Lights |  | 70W YZLD (61% dimmed circuit watts) | Single Stage Dimming | 4100700007061 | 71
70 | SolTex Global Ltd | LED Street Lights |  | 70W YZLD (80% dimmed circuit watts) | Single Stage Dimming | 4100700007080 | 71
70 | SolTex Global Ltd | LED Street Lights |  | 70W YZLD | Non Dimmed | 4100700007100 | 71
70 | Holophane Europe ltd | LED Street Lights |  | VMX.V2 32 LED Street Lighting Luminaire (700 mA) (53% Dimmed Circuit Watts - 50% Dimmed Drive Current) | Single Stage Dimming | 4100700008053 | 70
70 | Holophane Europe ltd | LED Street Lights |  | VMX.V2 32 LED Street Lighting Luminaire (700 mA) (63% Dimmed Circuit Watts - 60% Dimmed Drive Current) | Single Stage Dimming | 4100700008063 | 70
70 | Holophane Europe ltd | LED Street Lights |  | VMX.V2 32 LED Street Lighting Luminaire (700 mA) (71% Dimmed Circuit Watts - 70% Dimmed Drive Current) | Single Stage Dimming | 4100700008071 | 70
70 | Holophane Europe ltd | LED Street Lights |  | VMX.V2 32 LED Street Lighting Luminaire (700 mA) (77% Dimmed Circuit Watts - 75% Dimmed Drive Current) | Single Stage Dimming | 4100700008077 | 70
70 | Holophane Europe ltd | LED Street Lights |  | VMX.V2 32 LED Street Lighting Luminaire (700 mA) | Non Dimmed | 4100700008100 | 70
70 | Urbis Schréder | LED Street Lights |  | 32 LED 700mA Module V5 | Non Dimmed | 4100700009100 | 70
70 | GE Hungary Kft | LED Street Lights |  | SP L/1/F/B/70/40/D/SP/C1/P/P76/R7035 | Non Dimmed | 4100700010100 | 68
70 | Holophane Europe ltd | LED Street Lights |  | VMX.V5 80 LED Street Lighting Luminaire (350 mA) CLO (70%) (51% Dimmed Circuit Watts - 50% Dimmed Drive Current) | Single Stage Dimming | 4100700011051 | 70
70 | Holophane Europe ltd | LED Street Lights |  | VMX.V5 80 LED Street Lighting Luminaire (350 mA) CLO (70%) (61% Dimmed Circuit Watts - 60% Dimmed Drive Current) | Single Stage Dimming | 4100700011061 | 70
70 | Holophane Europe ltd | LED Street Lights |  | VMX.V5 80 LED Street Lighting Luminaire (350 mA) CLO (70%) (70% Dimmed Circuit Watts - 70% Dimmed Drive Current) | Single Stage Dimming | 4100700011070 | 70
70 | Holophane Europe ltd | LED Street Lights |  | VMX.V5 80 LED Street Lighting Luminaire (350 mA) CLO (70%) | Non Dimmed | 4100700011100 | 70
70 | MHA Lighting Ltd | LED Street Lights |  | S318 | Non Dimmed | 4100700012100 | 69
70 | DW Windsor Ltd | LED Street Lights |  | 3LX2-113-15 LED Engine - 500mA CLO (30% Dimmed Cicruit Watts) | Single Stage Dimming | 4100700013030 | 70
70 | DW Windsor Ltd | LED Street Lights |  | 3LX2-113-15 LED Engine - 500mA CLO (53% Dimmed Cicruit Watts) | Single Stage Dimming | 4100700013053 | 70
70 | DW Windsor Ltd | LED Street Lights |  | 3LX2-113-15 LED Engine - 500mA CLO (71% Dimmed Cicruit Watts) | Single Stage Dimming | 4100700013071 | 70
70 | DW Windsor Ltd | LED Street Lights |  | 3LX2-113-15 LED Engine - 500mA CLO (76% Dimmed Cicruit Watts) | Single Stage Dimming | 4100700013076 | 70
70 | DW Windsor Ltd | LED Street Lights |  | 3LX2-113-15 LED Engine - 500mA CLO | Non Dimmed | 4100700013100 | 70
70 | Thorn Lighting | LED Street Lights |  | Thorn LED Module 70W | Non Dimmed | 4100700014100 | 70
70 | DW Windsor Ltd | LED Street Lights |  | 2LX2-113-15 LED Engine - 700mA (29% Dimmed Circuit Watts) | Single Stage Dimming | 4100700015029 | 70
70 | DW Windsor Ltd | LED Street Lights |  | 2LX2-113-15 LED Engine - 700mA (51% Dimmed Circuit Watts) | Single Stage Dimming | 4100700015051 | 70
70 | DW Windsor Ltd | LED Street Lights |  | 2LX2-113-15 LED Engine - 700mA (70% Dimmed Circuit Watts) | Single Stage Dimming | 4100700015070 | 70
70 | DW Windsor Ltd | LED Street Lights |  | 2LX2-113-15 LED Engine - 700mA (76% Dimmed Circuit Watts) | Single Stage Dimming | 4100700015076 | 70
70 | DW Windsor Ltd | LED Street Lights |  | 2LX2-113-15 LED Engine - 700mA | Non Dimmed | 4100700015100 | 70
70 | CREE Lighting | LED Street Lights |  | XSPC Series, E - Driver, Z4 (79% Dimmed Circuit Watts) | Single Stage Dimming | 4100700016079 | 70
70 | CREE Lighting | LED Street Lights |  | XSPC Series, E - Driver, Z4 | Non Dimmed | 4100700016100 | 70
70 | CREE Lighting | LED Street Lights |  | XSPC Series, E - Driver, Z5 (51% Dimmed Circuit Watts) | Single Stage Dimming | 4100700017051 | 70
70 | CREE Lighting | LED Street Lights |  | XSPC Series, E - Driver, Z5 | Non Dimmed | 4100700017100 | 70
70 | NVC Lighting | LED Street Lights |  | NBF70/OP2/740, NBF70/OP3/740, NBF70/OP4/740, NBF70/OP5/740 (23% Dimmed Circuit Watts) | Single Stage Dimming | 4100700018023 | 69
70 | NVC Lighting | LED Street Lights |  | NBF70/OP2/740, NBF70/OP3/740, NBF70/OP4/740, NBF70/OP5/740 (41% Dimmed Circuit Watts) | Single Stage Dimming | 4100700018041 | 69
70 | NVC Lighting | LED Street Lights |  | NBF70/OP2/740, NBF70/OP3/740, NBF70/OP4/740, NBF70/OP5/740 (51% Dimmed Circuit Watts) | Single Stage Dimming | 4100700018051 | 69
70 | NVC Lighting | LED Street Lights |  | NBF70/OP2/740, NBF70/OP3/740, NBF70/OP4/740, NBF70/OP5/740 (59% Dimmed Circuit Watts) | Single Stage Dimming | 4100700018059 | 69
70 | NVC Lighting | LED Street Lights |  | NBF70/OP2/740, NBF70/OP3/740, NBF70/OP4/740, NBF70/OP5/740 (67% Dimmed Circuit Watts) | Single Stage Dimming | 4100700018067 | 69
70 | NVC Lighting | LED Street Lights |  | NBF70/OP2/740, NBF70/OP3/740, NBF70/OP4/740, NBF70/OP5/740 (74% Dimmed Circuit Watts) | Single Stage Dimming | 4100700018074 | 69
70 | NVC Lighting | LED Street Lights |  | NBF70/OP2/740, NBF70/OP3/740, NBF70/OP4/740, NBF70/OP5/740 (84% Dimmed Circuit Watts) | Single Stage Dimming | 4100700018084 | 69
70 | NVC Lighting | LED Street Lights |  | NBF70/OP2/740, NBF70/OP3/740, NBF70/OP4/740, NBF70/OP5/740 | Non Dimmed | 4100700018100 | 69
70 | Philips WRTL | LED Street Lights |  | Luma 1A Cool White 11KLm, Luma 2A Neutral White 10KLm 60 LED Constant Flux | Non Dimmed | 4100700999100 | 70
70 | CU Phosco Lighting | LED Street Lights | MLSD-Approved | P851-8 B 750mA 70W CLO | Non Dimmed | 4100706000100 | 70
70 | CU Phosco Lighting | LED Street Lights | MLSD-Approved | P851-12 B 500mA 70W CLO | Non Dimmed | 4100706003100 | 70
71 | Urbis Schréder | LED Street Lights |  | 56 LED HS Module | Non Dimmed | 4100710000100 | 71
71 | Indal WRTL Exterior Lighting Ltd | LED Street Lights | White High Power LED System | Luma 2, 100 LED & 9000 Lumen Package (Dimmed 49% full power circuit watts) | Single Stage Dimming | 4100710001049 | 71
71 | Indal WRTL Exterior Lighting Ltd | LED Street Lights | White High Power LED System | Luma 2, 100 LED & 9000 Lumen Package (Dimmed 75% full power circuit watts) | Single Stage Dimming | 4100710001075 | 71
71 | Indal WRTL Exterior Lighting Ltd | LED Street Lights | White High Power LED System | Luma 2, 100 LED & 9000 Lumen Package | Non Dimmed | 4100710001100 | 71
71 | OrangeTek | LED Street Lights |  | TerraLED 72 (52% dimmed circuit watts) | Single Stage Dimming | 4100710002052 | 71
71 | OrangeTek | LED Street Lights |  | TerraLED 72 (69% dimmed circuit watts) | Single Stage Dimming | 4100710002069 | 71
71 | OrangeTek | LED Street Lights |  | TerraLED 72 | Non Dimmed | 4100710002100 | 71
71 | Holophane Europe ltd | LED Street Lights |  | VMX.V3 48 LED Street Lighting Luminaire (525 mA) CLO (80%) (54% Dimmed Circuit Watts - 50% Dimmed Drive Current) | Single Stage Dimming | 4100710003054 | 71
71 | Holophane Europe ltd | LED Street Lights |  | VMX.V3 48 LED Street Lighting Luminaire (525 mA) CLO (80%) (62% Dimmed Circuit Watts - 60% Dimmed Drive Current) | Single Stage Dimming | 4100710003062 | 71
71 | Holophane Europe ltd | LED Street Lights |  | VMX.V3 48 LED Street Lighting Luminaire (525 mA) CLO (80%) (72% Dimmed Circuit Watts - 70% Dimmed Drive Current) | Single Stage Dimming | 4100710003072 | 71
71 | Holophane Europe ltd | LED Street Lights |  | VMX.V3 48 LED Street Lighting Luminaire (525 mA) CLO (80%) | Non Dimmed | 4100710003100 | 71
71 | Urbis Schréder | LED Street Lights |  | 48 LED 500mA LF Module V5 CLO (51% dimmed circuit watts) | Single Stage Dimming | 4100710004051 | 71
71 | Urbis Schréder | LED Street Lights |  | 48 LED 500mA LF Module V5 CLO (75% dimmed circuit watts) | Single Stage Dimming | 4100710004075 | 71
71 | Urbis Schréder | LED Street Lights |  | 48 LED 500mA LF Module V5 CLO | Non Dimmed | 4100710004100 | 71
71 | GE Hungary Kft | LED Street Lights |  | NA/1/AWC/71/40/D/ST/C2/N/1/60/R9007 | Non Dimmed | 4100710005100 | 69
71 | CU Phosco Lighting | LED Street Lights |  | P853-32-**-NW-*700mA | Non Dimmed | 4100710006100 | 71
71 | CU Phosco Lighting | LED Street Lights |  | P853-64-**-NW-*350mA | Non Dimmed | 4100710007100 | 71
71 | Holophane Europe ltd | LED Street Lights |  | VMX.V1 16LED (Lux Mz) Street Lighting Luminaire (380mA) CLO (90%) (54% Dimmed Circuit Watts - 50% Dimmed Drive Current) | Single Stage Dimming | 4100710008054 | 71
71 | Holophane Europe ltd | LED Street Lights |  | VMX.V1 16LED (Lux Mz) Street Lighting Luminaire (380mA) CLO (90%) (62% Dimmed Circuit Watts - 60% Dimmed Drive Current) | Single Stage Dimming | 4100710008062 | 71
71 | Holophane Europe ltd | LED Street Lights |  | VMX.V1 16LED (Lux Mz) Street Lighting Luminaire (380mA) CLO (90%) (72% Dimmed Circuit Watts - 70% Dimmed Drive Current) | Single Stage Dimming | 4100710008072 | 71
71 | Holophane Europe ltd | LED Street Lights |  | VMX.V1 16LED (Lux Mz) Street Lighting Luminaire (380mA) CLO (90%) | Non Dimmed | 4100710008100 | 71
71 | Holophane Europe ltd | LED Street Lights |  | VMX.V2 (D334) 32 LED Street Lighting Luminaire (700 mA) (51% Dimmed Circuit Watts - 50% Dimmed Drive Current) | Single Stage Dimming | 4100710009051 | 71
71 | Holophane Europe ltd | LED Street Lights |  | VMX.V2 (D334) 32 LED Street Lighting Luminaire (700 mA) (61% Dimmed Circuit Watts - 60% Dimmed Drive Current) | Single Stage Dimming | 4100710009061 | 71
71 | Holophane Europe ltd | LED Street Lights |  | VMX.V2 (D334) 32 LED Street Lighting Luminaire (700 mA) (70% Dimmed Circuit Watts - 70% Dimmed Drive Current) | Single Stage Dimming | 4100710009070 | 71
71 | Holophane Europe ltd | LED Street Lights |  | VMX.V2 (D334) 32 LED Street Lighting Luminaire (700 mA) | Non Dimmed | 4100710009100 | 71
71 | GE Hungary Kft | LED Street Lights |  | ODYS/3/71 | Non Dimmed | 4100710010100 | 70
71 | Lite-On Technology Corporation | LED Street Lights |  | PA2-60H-530_BOL CLO (67.5%) | Non Dimmed | 4100710011100 | 71
71 | Lite-On Technology Corporation | LED Street Lights |  | PA2-100H-350_BOL CLO (63%) | Non Dimmed | 4100710012100 | 71
71 | Philips Lighting | LED Street Lights | BGP382 | Iridium Gen 3 Med GRN105 740 | Non Dimmed | 4100710013100 | 71
71 | Philips WRTL | LED Street Lights |  | Luma 2A Neutral White 10.5KLm 80LED, Luma 3A Neutral White 10.5KLm 100 LED Constant Flux | Non Dimmed | 4100710999100 | 71
72 | LED Roadway Lighting | LED Street Lights |  | LED Streetlight Fixture (72 watts), Model S48S | Non Dimmed | 4100720000100 | 75
72 | Philips Lighting | LED Street Lights |  | LEDGine 40 LED Economy Line (Cool White 5600k) | Non Dimmed | 4100720001100 | 72
72 | LED Roadway Lighting | LED Street Lights |  | Satellite Series 72W CLO Dimming Model s48S (Dimmed 48% Circuit Watts) | Single Stage Dimming | 4100720002048 | 64
72 | LED Roadway Lighting | LED Street Lights |  | Satellite Series 72W CLO Dimming Model s48S (Dimmed 74% Circuit Watts) | Single Stage Dimming | 4100720002074 | 64
72 | LED Roadway Lighting | LED Street Lights |  | Satellite Series 72W CLO Dimming Model s48S (Full power) | Non Dimmed | 4100720002100 | 64
72 | Gewiss UK | LED Street Lights |  | Street [O3] - GW87502 / GW87512 | Non Dimmed | 4100720003100 | 80
72 | OrangeTek | LED Street Lights |  | TERRALED 72A | Non Dimmed | 4100720004100 | 71
72 | CU Phosco Lighting | LED Street Lights |  | P851-6 B 950mA 72W | Non Dimmed | 4100720005100 | 72
72 | LED Roadway Lighting | LED Street Lights |  | Satellite Series 72W CLO Dimming Model S48S (50% dimmed circuit watts) | Single Stage Dimming | 4100720006050 | 64
72 | LED Roadway Lighting | LED Street Lights |  | Satellite Series 72W CLO Dimming Model S48S (75% dimmed circuit watts) | Single Stage Dimming | 4100720006075 | 64
72 | LED Roadway Lighting | LED Street Lights |  | Satellite Series 72W CLO Dimming Model S48S | Non Dimmed | 4100720006100 | 64
72 | GE Hungary Kft | LED Street Lights |  | OD L/2/F/C/72/40/A/ST/C1/N/P60/R7035 (50% Dimmed Circuit Watts) | Single Stage Dimming | 4100720007050 | 72
72 | GE Hungary Kft | LED Street Lights |  | OD L/2/F/C/72/40/A/ST/C1/N/P60/R7035 | Non Dimmed | 4100720007100 | 72
72 | CU Phosco Lighting | LED Street Lights |  | PXXX-9LED-740NW-700mA CLO | Non Dimmed | 4100720008100 | 76
72 | GE Hungary Kft | LED Street Lights |  | SLBT/1/F/B/72/40/D/ST/C1/N/S60/R7035 (51% Dimmed Circuit Watts) | Single Stage Dimming | 4100720009051 | 71
72 | GE Hungary Kft | LED Street Lights |  | SLBT/1/F/B/72/40/D/ST/C1/N/S60/R7035 (68% Dimmed Circuit Watts) | Single Stage Dimming | 4100720009068 | 71
72 | GE Hungary Kft | LED Street Lights |  | SLBT/1/F/B/72/40/D/ST/C1/N/S60/R7035 (75% Dimmed Circuit Watts) | Single Stage Dimming | 4100720009075 | 71
72 | GE Hungary Kft | LED Street Lights |  | SLBT/1/F/B/72/40/D/ST/C1/N/S60/R7035 | Non Dimmed | 4100720009100 | 71
72 | CU Phosco Lighting | LED Street Lights |  | P851-12-*-***-NW-*0500-CLO-PHSB3 | Non Dimmed | 4100720010100 | 72
72 | Hardie-Secure Products Ltd | LED Street Lights |  | Jewel 72W | Non Dimmed | 4100720011100 | 73
72 | GE Hungary Kft | LED Street Lights |  | NA/1/AWC/72/40/S/ST/C2/N/1/60/R9007 | Non Dimmed | 4100720012100 | 70
72 | Holophane Europe ltd | LED Street Lights |  | FTS 20 LED Street Lighting Luminaire (1050mA) (51% Dimmed Circuit Watts - 50% Dimmed Drive Current) | Single Stage Dimming | 4100720013051 | 72
72 | Holophane Europe ltd | LED Street Lights |  | FTS 20 LED Street Lighting Luminaire (1050mA) (61% Dimmed Circuit Watts - 60% Dimmed Drive Current) | Single Stage Dimming | 4100720013061 | 72
72 | Holophane Europe ltd | LED Street Lights |  | FTS 20 LED Street Lighting Luminaire (1050mA) (69% Dimmed Circuit Watts - 70% Dimmed Drive Current) | Single Stage Dimming | 4100720013069 | 72
72 | Holophane Europe ltd | LED Street Lights |  | FTS 20 LED Street Lighting Luminaire (1050mA) | Non Dimmed | 4100720013100 | 72
72 | LG | LED Street Lights |  | S70vv0wwxyz (28% Dimmed Circuit Watts) | Single Stage Dimming | 4100720014028 | 72
72 | LG | LED Street Lights |  | S70vv0wwxyz (36% Dimmed Circuit Watts) | Single Stage Dimming | 4100720014036 | 72
72 | LG | LED Street Lights |  | S70vv0wwxyz (44% Dimmed Circuit Watts) | Single Stage Dimming | 4100720014044 | 72
72 | LG | LED Street Lights |  | S70vv0wwxyz (53% Dimmed Circuit Watts) | Single Stage Dimming | 4100720014053 | 72
72 | LG | LED Street Lights |  | S70vv0wwxyz (63% Dimmed Circuit Watts) | Single Stage Dimming | 4100720014063 | 72
72 | LG | LED Street Lights |  | S70vv0wwxyz (72% Dimmed Circuit Watts) | Single Stage Dimming | 4100720014072 | 72
72 | LG | LED Street Lights |  | S70vv0wwxyz (82% Dimmed Circuit Watts) | Single Stage Dimming | 4100720014082 | 72
72 | LG | LED Street Lights |  | S70vv0wwxyz (92% Dimmed Circuit Watts) | Single Stage Dimming | 4100720014092 | 72
72 | LG | LED Street Lights |  | S70vv0wwxyz | Non Dimmed | 4100720014100 | 72
72 | Carbon Reduction Technology Ltd | LED Street Lights |  | CRT-12 LED-1750mA | Non Dimmed | 4100720015100 | 73
72 | James M Anderson Ltd | LED Street Lights |  | BARRA 72 - LED Gear Tray | Non Dimmed | 4100720016100 | 77
72 | Urbis Schréder | LED Street Lights |  | 48 LED 500mA V6 CLO (53% Dimmed Circuit Watts) | Single Stage Dimming | 4100720017053 | 72
72 | Urbis Schréder | LED Street Lights |  | 48 LED 500mA V6 CLO (76% Dimmed Circuit Watts) | Single Stage Dimming | 4100720017076 | 72
72 | Urbis Schréder | LED Street Lights |  | 48 LED 500mA V6 CLO | Non Dimmed | 4100720017100 | 72
72 | Vision Illumination | LED Street Lights |  | LKD 36LED 700mA Light Engine | Non Dimmed | 4100720018100 | 79
72 | Philips WRTL | LED Street Lights |  | Luma 1A Neutral White 10.5KLm 80LED Constant Flux | Non Dimmed | 4100720999100 | 72
72 | Philips WRTL | LED Street Lights | MLSD-Approved | Luma 1A Neutral White 10.5KLm 80LED Constant Flux | Non Dimmed | 4100726999100 | 72
73 | DW Windsor Ltd | LED Street Lights |  | Monaro LED Street Light (Dimmed 49% Circuit Watts) | Single Stage Dimming | 4100730000049 | 74
73 | DW Windsor Ltd | LED Street Lights |  | Monaro LED Street Light (Dimmed 72% Circuit Watts) | Single Stage Dimming | 4100730000072 | 74
73 | DW Windsor Ltd | LED Street Lights |  | Monaro LED Street Light | Non Dimmed | 4100730000100 | 74
73 | DW Windsor Ltd | LED Street Lights |  | Monaro LED Street Light (Reduced Operation 72% Circuit Watts) | Non Dimmed | 4100730001100 | 53
73 | DW Windsor Ltd | LED Street Lights |  | Monaro LED Street Light (Reduced Operation 49% Circuit Watts) | Non Dimmed | 4100730002100 | 36
73 | Philips Lighting | LED Street Lights |  | LEDGine 64 LED Green Line | Non Dimmed | 4100730003100 | 73
73 | Urbis Schréder | LED Street Lights |  | 58 LED HS Module | Non Dimmed | 4100730004100 | 73
73 | CU Phosco Lighting | LED Street Lights |  | P851-12 B 500mA 73W | Non Dimmed | 4100730005100 | 73
73 | Urbis Schréder | LED Street Lights |  | 32 LED LF 700mA Module V3 (51% dimmed circuit Watts) | Single Stage Dimming | 4100730006051 | 73
73 | Urbis Schréder | LED Street Lights |  | 32 LED LF 700mA Module V3 (75% dimmed circuit Watts) | Single Stage Dimming | 4100730006075 | 73
73 | Urbis Schréder | LED Street Lights |  | 32 LED LF 700mA Module V3 | Non Dimmed | 4100730006100 | 73
73 | iGuzzini Illuminazione (UK) Ltd | LED Street Lights | 66 LED ST1C G6 Optic | WOW small Profile 1 - 350mA (52% dimmed circuit watts) | Single Stage Dimming | 4100730007052 | 85
73 | iGuzzini Illuminazione (UK) Ltd | LED Street Lights | 66 LED ST1C G6 Optic | WOW small Profile 1 - 350mA (71% dimmed circuit watts) | Single Stage Dimming | 4100730007071 | 85
73 | iGuzzini Illuminazione (UK) Ltd | LED Street Lights | 66 LED ST1C G6 Optic | WOW small Profile 1 - 350mA | Non Dimmed | 4100730007100 | 85
73 | Urbis Schréder | LED Street Lights |  | 48LED LF500mA Module V4 CLO (51% dimmed circuit watts) | Single Stage Dimming | 4100730008051 | 73
73 | Urbis Schréder | LED Street Lights |  | 48 LED LF 500mA Mod V4 CLO (74% Dimmed Circuit Watts) | Single Stage Dimming | 4100730008074 | 73
73 | Urbis Schréder | LED Street Lights |  | 48LED LF500mA Module V4 CLO | Non Dimmed | 4100730008100 | 73
73 | DW Windsor Ltd | LED Street Lights |  | 3LX2-113-15 LED Engine - 500mA (30% Dimmed Cicruit Watts) | Single Stage Dimming | 4100730009030 | 73
73 | DW Windsor Ltd | LED Street Lights |  | 3LX2-113-15 LED Engine - 500mA (53% Dimmed Cicruit Watts) | Single Stage Dimming | 4100730009053 | 73
73 | DW Windsor Ltd | LED Street Lights |  | 3LX2-113-15 LED Engine - 500mA (71% Dimmed Cicruit Watts) | Single Stage Dimming | 4100730009071 | 73
73 | DW Windsor Ltd | LED Street Lights |  | 3LX2-113-15 LED Engine - 500mA (77% Dimmed Cicruit Watts) | Single Stage Dimming | 4100730009077 | 73
73 | DW Windsor Ltd | LED Street Lights |  | 3LX2-113-15 LED Engine - 500mA | Non Dimmed | 4100730009100 | 73
73 | Philips WRTL | LED Street Lights |  | Luma 1A Cool White 11.5KLm, Neutral White KLm, Luma 2A Cool White 11KLm 60LED, Neutral White 10.5KLm 60 LED Constant Flux | Non Dimmed | 4100730999100 | 73
73 | CU Phosco Lighting | LED Street Lights | MLSD-Approved | P851-12 B 500mA 73W | Non Dimmed | 4100736005100 | 73
73 | Philips WRTL | LED Street Lights | MLSD-Approved | Luma 1A Cool White 11.5KLm, Neutral White KLm, Luma 2A Cool White 11KLm 60LED, Neutral White 10.5KLm 60 LED Constant Flux | Non Dimmed | 4100736999100 | 73
74 | Indal WRTL Exterior Lighting Ltd | LED Street Lights | White High Power LED System | Stela Square 52 LED Cool-led / Directa Post Top Road Lighting Luminaire | Non Dimmed | 4100740000100 | 74
74 | CU Phosco RUUD Lighting | LED Street Lights | 30 LED Minor Road Luminaire | Ledway Road L*D ** * 03D ** Code = Product description (must be LXD or LYD), optic type (any), mounting (any), number of LEDs (must be 03 actually = 30 LEDs), Type of LED (must be D), colour (any). | Non Dimmed | 4100740001100 | 74
74 | Indal WRTL Exterior Lighting Ltd | LED Street Lights | White High Power LED System | Luma 2, 80 LED & 9000 Lumen Package (Dimmed 50% full power circuit watts) | Single Stage Dimming | 4100740002050 | 74
74 | Indal WRTL Exterior Lighting Ltd | LED Street Lights | White High Power LED System | Luma 2, 80 LED & 9000 Lumen Package (Dimmed 74% full power circuit watts) | Single Stage Dimming | 4100740002074 | 74
74 | Indal WRTL Exterior Lighting Ltd | LED Street Lights | White High Power LED System | Luma 2, 80 LED & 9000 Lumen Package | Non Dimmed | 4100740002100 | 74
74 | Philips Lighting | LED Street Lights |  | LEDGine 2.2 Jan 2013 Grn88 740 Neutral White, Grn94 657 Cool White | Non Dimmed | 4100740003100 | 74
74 | Philips Lighting | LED Street Lights |  | LEDGine 2.2 Jan 2013 ECO85 740 Neutral White, ECO91 657 Cool White | Non Dimmed | 4100740004100 | 75
74 | Holophane Europe ltd | LED Street Lights |  | VMX.V5 80 LED Street Lighting Luminaire (350 mA) CLO (80%) (51% Dimmed Circuit Watts - 50% Dimmed Drive Current) | Single Stage Dimming | 4100740005051 | 74
74 | Holophane Europe ltd | LED Street Lights |  | VMX.V5 80 LED Street Lighting Luminaire (350 mA) CLO (80%) (61% Dimmed Circuit Watts - 60% Dimmed Drive Current) | Single Stage Dimming | 4100740005061 | 74
74 | Holophane Europe ltd | LED Street Lights |  | VMX.V5 80 LED Street Lighting Luminaire (350 mA) CLO (80%) (70% Dimmed Circuit Watts - 70% Dimmed Drive Current) | Single Stage Dimming | 4100740005070 | 74
74 | Holophane Europe ltd | LED Street Lights |  | VMX.V5 80 LED Street Lighting Luminaire (350 mA) CLO (80%) | Non Dimmed | 4100740005100 | 74
74 | CU Phosco Lighting | LED Street Lights |  | PXXX-9LED-740NW-650mA | Non Dimmed | 4100740006100 | 74
74 | CU Phosco Lighting | LED Street Lights |  | P510-2X9LED-740NW-350mA-CLO | Non Dimmed | 4100740007100 | 74
74 | CU Phosco Lighting | LED Street Lights |  | P853-32-**-NW-*750mA-CLO | Non Dimmed | 4100740008100 | 74
74 | Holophane Europe ltd | LED Street Lights |  | VMX.V1 16LED (Lux Mz) Street Lighting Luminaire (380mA) (53% Dimmed Circuit Watts - 50% Dimmed Drive Current) | Single Stage Dimming | 4100740009053 | 74
74 | Holophane Europe ltd | LED Street Lights |  | VMX.V1 16LED (Lux Mz) Street Lighting Luminaire (380mA) (62% Dimmed Circuit Watts - 60% Dimmed Drive Current) | Single Stage Dimming | 4100740009062 | 74
74 | Holophane Europe ltd | LED Street Lights |  | VMX.V1 16LED (Lux Mz) Street Lighting Luminaire (380mA) (72% Dimmed Circuit Watts - 70% Dimmed Drive Current) | Single Stage Dimming | 4100740009072 | 74
74 | Holophane Europe ltd | LED Street Lights |  | VMX.V1 16LED (Lux Mz) Street Lighting Luminaire (380mA) (77% Dimmed Circuit Watts - 75% Dimmed Drive Current) | Single Stage Dimming | 4100740009077 | 74
74 | Holophane Europe ltd | LED Street Lights |  | VMX.V1 16LED (Lux Mz) Street Lighting Luminaire (380mA) | Non Dimmed | 4100740009100 | 74
74 | GE Hungary Kft | LED Street Lights |  | SMBT/1/60A | Non Dimmed | 4100740010100 | 72
74 | GE Hungary Kft | LED Street Lights |  | SMBT/1/90A | Non Dimmed | 4100740011100 | 73
74 | OrangeTek | LED Street Lights |  | Arialed Mini 40, 600mA, PP | Non Dimmed | 4100740012100 | 74
74 | Urbis Schréder | LED Street Lights |  | 48 LED 530mA DDP2 CLO (51% Dimmed Circuit Watts) | Single Stage Dimming | 4100740013051 | 74
74 | Urbis Schréder | LED Street Lights |  | 48 LED 530mA DDP2 CLO (76% Dimmed Circuit Watts) | Single Stage Dimming | 4100740013076 | 74
74 | Urbis Schréder | LED Street Lights |  | 48 LED 530mA DDP2 CLO | Non Dimmed | 4100740013100 | 74
74 | Thorn Lighting | LED Street Lights |  | RPEC-Module 72L35 CLO | Non Dimmed | 4100740998100 | 74
74 | Philips WRTL | LED Street Lights |  | Luma 3A Cool White 14.5KLm 120 LED, Neutral White 11KLm 100 LED Constant Flux | Non Dimmed | 4100740999100 | 74
75 | Urbis Schréder | LED Street Lights |  | 60 LED HS Module | Non Dimmed | 4100750000100 | 75
75 | Supernova LED Lighting Ltd | LED Street Lights |  | 75W (SSQ-15H) | Non Dimmed | 4100750001100 | 77
75 | LSII Europe | LED Street Lights |  | XRS3 * LED 63 350 CW UE/XENM3 PT * LED 63 350 CW UE/XENM3 SA * LED 63 350 CW UE/XLXM3 PT * LED 63 350 CW UE/XAS3 * LED 63 350 CW UE/XINM3 PT ** LED 63 350 CW UE/XINM3 SA * LED 63 350 CW UE | Non Dimmed | 4100750002100 | 77
75 | Philips Lighting | LED Street Lights |  | Selenium LED 7400 Lumens 4000K Neutral White BGP340 74S 640 | Non Dimmed | 4100750003100 | 75
75 | Philips Lighting | LED Street Lights |  | LEDGine GRN72 Warm White 3000k 830 | Non Dimmed | 4100750004100 | 75
75 | Advanced LEDS Ltd | LED Street Lights |  | CLIPPER 75W EL36 | Non Dimmed | 4100750005100 | 77
75 | Holophane Europe ltd | LED Street Lights |  | FACTOR LED - FTR.L064.AY.C6 | Non Dimmed | 4100750006100 | 76
75 | CU Phosco Lighting | LED Street Lights |  | P851-12 B 550mA 75W CLO | Non Dimmed | 4100750007100 | 75
75 | CU Phosco Lighting | LED Street Lights |  | P851-8 B 800mA 75W CLO | Non Dimmed | 4100750008100 | 75
75 | Philips Lighting | LED Street Lights | Fortimo LED 2 x 4000lm 740 & 757 | Xitanium Driver with 2 X 6000lm/ 740 & 757 HBM-t Gen3 Fortimo | Non Dimmed | 4100750009100 | 75
75 | Advanced LEDs Ltd | LED Street Lights | LED Modules | 75-3-9-CXL2-L2T-100-R12 (54% Dimmed Circuit Watts) | Single Stage Dimming | 4100750010054 | 71
75 | Advanced LEDs Ltd | LED Street Lights | LED Modules | 75-3-9-CXL2-L2T-100-R12 (77% Dimmed Circuit Watts) | Single Stage Dimming | 4100750010077 | 71
75 | Advanced LEDs Ltd | LED Street Lights | LED Modules | 75-3-9-CXL2-L2T-100-R12 | Non Dimmed | 4100750010100 | 71
75 | Holophane Europe ltd | LED Street Lights |  | VMX.V3 48 LED Street Lighting Luminaire (525 mA) CLO (90%) (52% Dimmed Circuit Watts - 50% Dimmed Drive Current) | Single Stage Dimming | 4100750011052 | 75
75 | Holophane Europe ltd | LED Street Lights |  | VMX.V3 48 LED Street Lighting Luminaire (525 mA) CLO (90%) (61% Dimmed Circuit Watts - 60% Dimmed Drive Current) | Single Stage Dimming | 4100750011061 | 75
75 | Holophane Europe ltd | LED Street Lights |  | VMX.V3 48 LED Street Lighting Luminaire (525 mA) CLO (90%) (71% Dimmed Circuit Watts - 70% Dimmed Drive Current) | Single Stage Dimming | 4100750011071 | 75
75 | Holophane Europe ltd | LED Street Lights |  | VMX.V3 48 LED Street Lighting Luminaire (525 mA) CLO (90%) | Non Dimmed | 4100750011100 | 75
75 | CU Phosco Lighting | LED Street Lights |  | P851-12-*-***-NW-*0500-PHSB3 | Non Dimmed | 4100750012100 | 75
75 | LEDUS | LED Street Lights |  | Street Light T19A Series 75W | Non Dimmed | 4100750013100 | 72
75 | Ark Lighting Ltd | LED Street Lights |  | CobraBitmapLB48.5 | Non Dimmed | 4100750014100 | 74
75 | Urbis Schréder | LED Street Lights |  | 48 LED LF2 530mA Module DDP1 CLO (52% Dimmed Circuit Watts) | Single Stage Dimming | 4100750015052 | 75
75 | Urbis Schréder | LED Street Lights |  | 48 LED LF2 530mA Module DDP1 CLO (75% Dimmed Circuit Watts) | Single Stage Dimming | 4100750015075 | 75
75 | Urbis Schréder | LED Street Lights |  | 48 LED LF2 530mA Module DDP1 CLO | Non Dimmed | 4100750015100 | 75
75 | Lite-On Technology Corporation | LED Street Lights |  | PA2-100H-350_BOL CLO (67.5%) | Non Dimmed | 4100750016100 | 75
75 | Philips WRTL | LED Street Lights |  | Luma 2A Cool White 11.5KLm, Cool White 12KLm, Neutral White 11KLm 100LED, Luma 3A Neutral White 11KLm 100LED Constant Flux | Non Dimmed | 4100750999100 | 75
75 | CU Phosco Lighting | LED Street Lights | MLSD-Approved | P851-8 B 800mA 75W CLO | Non Dimmed | 4100756000100 | 75
75 | CU Phosco Lighting | LED Street Lights | MLSD-Approved | P851-12 B 550mA 75W CLO | Non Dimmed | 4100756007100 | 75
75 | Philips WRTL | LED Street Lights | MLSD-Approved | Luma 2A Cool White 11.5KLm, Cool White 12KLm, Neutral White 11KLm 100LED, Luma 3A Neutral White 11KLm 100LED Constant Flux | Non Dimmed | 4100756999100 | 75
76 | Philips Lighting | LED Street Lights |  | LEDGine GRN94 Cool White 5700K 657 | Non Dimmed | 4100760000100 | 75
76 | Philips Lighting | LED Street Lights |  | LEDGine GRN88 Neutral White 4000K 740 | Non Dimmed | 4100760001100 | 75
76 | CU Phosco Lighting | LED Street Lights |  | P851-8 B 750mA 76W | Non Dimmed | 4100760002100 | 76
76 | iGuzzini Illuminazione (UK) Ltd | LED Street Lights | 48 LED A60 Optic, 48 LED ST2 G4 Optic, 48 LED ST1C G6 Optic, 48 LED A45C Optic | WOW small Profile 3 - 525mA (52% dimmed circuit watts) | Single Stage Dimming | 4100760003052 | 86
76 | iGuzzini Illuminazione (UK) Ltd | LED Street Lights | 48 LED A60 Optic, 48 LED ST2 G4 Optic, 48 LED ST1C G6 Optic, 48 LED A45C Optic | WOW small Profile 3 - 525mA (71% dimmed circuit watts) | Single Stage Dimming | 4100760003071 | 86
76 | iGuzzini Illuminazione (UK) Ltd | LED Street Lights | 48 LED A60 Optic, 48 LED ST2 G4 Optic, 48 LED ST1C G6 Optic, 48 LED A45C Optic, | WOW small Profile 3 - 525mA | Non Dimmed | 4100760003100 | 86
76 | CU Phosco Lighting | LED Street Lights |  | P851-6 B 1000mA 76W | Non Dimmed | 4100760004100 | 76
76 | CU Phosco Lighting | LED Street Lights |  | P853-32-**-NW-*750mA | Non Dimmed | 4100760005100 | 76
76 | Lite-On Technology Corporation | LED Street Lights |  | PA2-60H-530_BOL CLO (72%) | Non Dimmed | 4100760006100 | 76
76 | CREE Lighting | LED Street Lights |  | XSPC Series, E - Driver, Y4 (66% Dimmed Circuit Watts) | Single Stage Dimming | 4100760007066 | 76
76 | CREE Lighting | LED Street Lights |  | XSPC Series, E - Driver, Y4 | Non Dimmed | 4100760007100 | 76
76 | CREE Lighting | LED Street Lights |  | XSPC Series, E - Driver, Y5 (36% Dimmed Circuit Watts) | Single Stage Dimming | 4100760008036 | 76
76 | CREE Lighting | LED Street Lights |  | XSPC Series, E - Driver, Y5 | Non Dimmed | 4100760008100 | 76
76 | Thorn Lighting | LED Street Lights |  | Thorn LED Module 76W | Non Dimmed | 4100760998100 | 76
76 | Philips WRTL | LED Street Lights |  | Luma 1A Neutral White 11KLm 80LED Constant Flux | Non Dimmed | 4100760999100 | 76
77 | Urbis Schréder | LED Street Lights |  | 62 LED HS Module | Non Dimmed | 4100770000100 | 77
77 | Philips Lighting | LED Street Lights |  | LEDGine ECO91 Cool White 5700K 657/LEDGine ECO85 Neutral White 4000K 740 | Non Dimmed | 4100770001100 | 77
77 | Indal WRTL Exterior Lighting Ltd | LED Street Lights | White High Power LED System | Luma 2, 60 LED & 9000 Lumen Package (Dimmed 51% full power circuit watts) | Single Stage Dimming | 4100770002051 | 77
77 | Indal WRTL Exterior Lighting Ltd | LED Street Lights | White High Power LED System | Luma 2, 60 LED & 9000 Lumen Package (Dimmed 75% full power circuit watts) | Single Stage Dimming | 4100770002075 | 77
77 | Indal WRTL Exterior Lighting Ltd | LED Street Lights | White High Power LED System | Luma 2, 60 LED & 9000 Lumen Package | Non Dimmed | 4100770002100 | 77
77 | Urbis Schréder | LED Street Lights |  | 72 LED 350mA LF RE Module | Non Dimmed | 4100770006100 | 77
77 | OrangeTek | LED Street Lights |  | ARIALED 70 | Non Dimmed | 4100770007100 | 78
77 | Thorn Lighting | LED Street Lights |  | R-PEC LED Module, 48 LED's @500mA R2L2 S 48L50 (52% dimmed circuit watts) | Single Stage Dimming | 4100770008052 | 77
77 | Thorn Lighting | LED Street Lights |  | R-PEC LED Module, 48 LED's @500mA R2L2 S 48L50 (79% dimmed circuit watts) | Single Stage Dimming | 4100770008079 | 77
77 | Thorn Lighting | LED Street Lights |  | R-PEC LED Module, 48 LED's @500mA R2L2 S 48L50 | Non Dimmed | 4100770008100 | 77
77 | OrangeTek | LED Street Lights |  | ARIALED 70Xi (52% dimmed circuit watts) | Single Stage Dimming | 4100770009052 | 77
77 | OrangeTek | LED Street Lights |  | ARIALED 70Xi (71% dimmed circuit watts) | Single Stage Dimming | 4100770009071 | 77
77 | OrangeTek | LED Street Lights |  | ARIALED 70Xi | Non Dimmed | 4100770009100 | 77
77 | Philips Lighting | LED Street Lights | 3 Fastflex Board | 100W Xitanium Driver 0.53A with 3No 2 X8 740 FastFlex Board | Non Dimmed | 4100770010100 | 77
77 | Thorn Lighting | LED Street Lights |  | RPEC-Module 48L50 (52% Dimmed Circuit Watts) | Single Stage Dimming | 4100770998052 | 77
77 | Thorn Lighting | LED Street Lights |  | RPEC-Module 48L50 (79% Dimmed Circuit Watts) | Single Stage Dimming | 4100770998079 | 77
77 | Thorn Lighting | LED Street Lights |  | RPEC-Module 48L50 | Non Dimmed | 4100770998100 | 77
77 | Philips WRTL | LED Street Lights |  | Luma 1A Cool White 12KLm, Luma 2A Cool White 11.5KLm 60LED, Luma 3A Cool White 15KLm 120 LED, Neutral White 11.5KLm 100 LED Constant Flux (75% Dimmed Circuit watts) | Single Stage Dimming | 4100770999075 | 76
77 | Philips WRTL | LED Street Lights |  | Luma 1A Cool White 12KLm, Luma 2A Cool White 11.5KLm 60LED, Luma 3A Cool White 15KLm 120 LED, Neutral White 11.5KLm 100 LED Constant Flux | Non Dimmed | 4100770999100 | 76
77 | Philips WRTL | LED Street Lights | MLSD-Approved | Luma 1A Cool White 12KLm, Luma 2A Cool White 11.5KLm 60LED, Luma 3A Cool White 15KLm 120 LED, Neutral White 11.5KLm 100 LED Constant Flux | Non Dimmed | 4100776999100 | 76
78 | Philips Lighting | LED Street Lights | Fortimo HBM LED 2 x 4000lm 757 modules C/W Xitanium Driver | Fortimo HBM 2 x 4000lm 757 (Dimmed 22% Circuit Watts) | Single Stage Dimming | 4100780000022 | 77
78 | Philips Lighting | LED Street Lights | Fortimo HBM LED 2 x 4000lm 757 modules C/W Xitanium Driver | Fortimo HBM 2 x 4000lm 757 (Dimmed 38% Circuit Watts) | Single Stage Dimming | 4100780000038 | 77
78 | Philips Lighting | LED Street Lights | Fortimo HBM LED 2 x 4000lm 757 modules C/W Xitanium Driver | Fortimo HBM 2 x 4000lm 757 (Dimmed 40% Circuit Watts) | Single Stage Dimming | 4100780000040 | 77
78 | Philips Lighting | LED Street Lights | Fortimo HBM LED 2 x 4000lm 757 modules C/W Xitanium Driver | Fortimo HBM 2 x 4000lm 757 (Dimmed 60% Circuit Watts) | Single Stage Dimming | 4100780000060 | 77
78 | Philips Lighting | LED Street Lights | Fortimo HBM LED 2 x 4000lm 757 modules C/W Xitanium Driver | Fortimo HBM 2 x 4000lm 757 (Dimmed 68% Circuit Watts) | Single Stage Dimming | 4100780000068 | 77
78 | Philips Lighting | LED Street Lights | Fortimo HBM LED 2 x 4000lm 757 modules C/W Xitanium Driver | Fortimo HBM 2 x 4000lm 757 (Dimmed 74% Circuit Watts) | Single Stage Dimming | 4100780000074 | 77
78 | Philips Lighting | LED Street Lights | Fortimo HBM LED 2 x 4000lm 757 modules C/W Xitanium Driver | Fortimo HBM 2 x 4000lm 757 (Dimmed 86% Circuit Watts) | Single Stage Dimming | 4100780000086 | 77
78 | Philips Lighting | LED Street Lights | Fortimo HBM LED 2 x 4000lm 757 modules C/W Xitanium Driver | Fortimo HBM 2 x 4000lm 757 (100% Power) | Non Dimmed | 4100780000100 | 77
78 | Indal WRTL Exterior Lighting Ltd | LED Street Lights | White High Power LED System | Luma 2, 100 LED & 10000 Lumen Package (Dimmed 50% full power circuit watts) | Single Stage Dimming | 4100780001050 | 78
78 | Indal WRTL Exterior Lighting Ltd | LED Street Lights | White High Power LED System | Luma 2, 100 LED & 10000 Lumen Package (Dimmed 76% full power circuit watts) | Single Stage Dimming | 4100780001076 | 78
78 | Indal WRTL Exterior Lighting Ltd | LED Street Lights | White High Power LED System | Luma 2, 100 LED & 10000 Lumen Package | Non Dimmed | 4100780001100 | 78
78 | Philips Lighting | LED Street Lights |  | Fortimo HBM 2 x 4000lm 757 (Reduced Operation 74% Circuit Watts) | Non Dimmed | 4100780002100 | 29
78 | Philips Lighting | LED Street Lights |  | Fortimo HBM 2 x 4000lm 757 (Reduced Operation 67% Circuit Watts) | Non Dimmed | 4100780003100 | 52
78 | Philips Lighting | LED Street Lights |  | Fortimo HBM 2 x 4000lm 757 (Reduced Operation 60% Circuit Watts) | Non Dimmed | 4100780004100 | 46
78 | Philips Lighting | LED Street Lights |  | Fortimo HBM 2 x 4000lm 757 (Reduced Operation 51% Circuit Watts) | Non Dimmed | 4100780005100 | 40
78 | Philips Lighting | LED Street Lights |  | Fortimo HBM 2 x 4000lm 757 (Reduced Operation 40% Circuit Watts) | Non Dimmed | 4100780006100 | 31
78 | Philips Lighting | LED Street Lights |  | Fortimo HBM 2 x 4000lm 757 (Reduced Operation 22% Circuit Watts) | Non Dimmed | 4100780007100 | 17
78 | CU Phosco Lighting | LED Street Lights |  | 36 LED 6P (V3) Full Power | Non Dimmed | 4100780008100 | 78
78 | CU Phosco Lighting | LED Street Lights |  | 36 LED 6P (V3) Reduced Operation 93% (650mA) | Non Dimmed | 4100780009100 | 72
78 | Philips Lighting | LED Street Lights |  | Fortimo HBM 2 x 4000lm 757 (33% Reduced Operation) | Non Dimmed | 4100780010100 | 33
78 | Philips Lighting | LED Street Lights |  | Fortimo HBM 2 x 4000lm 757 (Reduced Operation 85% Circuit Watts) | Non Dimmed | 4100780011100 | 66
77 | OrangeTek | LED Street Lights |  | ARIALED 70 350mA (50% dimmed circuit watts) | Single Stage Dimming | 4100780012050 | 78
77 | OrangeTek | LED Street Lights |  | ARIALED 70 350mA (71% dimmed circuit watts) | Single Stage Dimming | 4100780012071 | 78
77 | OrangeTek | LED Street Lights |  | ARIALED 70 350mA | Non Dimmed | 4100780012100 | 78
78 | LED Roadway Lighting | LED Street Lights |  | NXT-72 78W | Non Dimmed | 4100780013100 | 79
78 | Kingfisher Lighting/AEC Illuminazione | LED Street Lights |  | PIT1xyw4504e_bbv.c****** (525mA) (28% Dimmed Circuit Watts) | Single Stage Dimming | 4100780014028 | 78
78 | Kingfisher Lighting/AEC Illuminazione | LED Street Lights |  | PIT1xyw4504e_bbv.c****** (525mA) (51% Dimmed Circuit Watts) | Single Stage Dimming | 4100780014051 | 78
78 | Kingfisher Lighting/AEC Illuminazione | LED Street Lights |  | PIT1xyw4504e_bbv.c****** (525mA) (74% Dimmed Circuit Watts) | Single Stage Dimming | 4100780014074 | 78
78 | Kingfisher Lighting/AEC Illuminazione | LED Street Lights |  | PIT1xyw4504e_bbv.c****** (525mA) | Non Dimmed | 4100780014100 | 78
78 | LED Roadway Lighting | LED Street Lights |  | NXT-72 78W CLO (51% Dimmed Circuit Watts) | Single Stage Dimming | 4100780015051 | 76
78 | LED Roadway Lighting | LED Street Lights |  | NXT-72 78W CLO (76% Dimmed Circuit Watts) | Single Stage Dimming | 4100780015076 | 76
78 | LED Roadway Lighting | LED Street Lights |  | NXT-72 78W CLO | Non Dimmed | 4100780015100 | 76
78 | ASD Lighting | LED Street Lights |  | HIGHWAY CRYSTAL 72 LED 350mA | Non Dimmed | 4100780016100 | 78
78 | Holophane Europe ltd | LED Street Lights |  | VMX.V5 80 LED Street Lighting Luminaire (350 mA) CLO (90%) (51% Dimmed Circuit Watts - 50% Dimmed Drive Current) | Single Stage Dimming | 4100780017051 | 78
78 | Holophane Europe ltd | LED Street Lights |  | VMX.V5 80 LED Street Lighting Luminaire (350 mA) CLO (90%) (60% Dimmed Circuit Watts - 60% Dimmed Drive Current) | Single Stage Dimming | 4100780017060 | 78
78 | Holophane Europe ltd | LED Street Lights |  | VMX.V5 80 LED Street Lighting Luminaire (350 mA) CLO (90%) (71% Dimmed Circuit Watts - 70% Dimmed Drive Current) | Single Stage Dimming | 4100780017071 | 78
78 | Holophane Europe ltd | LED Street Lights |  | VMX.V5 80 LED Street Lighting Luminaire (350 mA) CLO (90%) | Non Dimmed | 4100780017100 | 78
78 | CU Phosco Lighting | LED Street Lights |  | P851-12-*-***-NW-*0550-CLO-PHSB3 | Non Dimmed | 4100780018100 | 78
78 | CU Phosco Lighting | LED Street Lights |  | P510-2X9LED-740NW-350mA | Non Dimmed | 4100780019100 | 78
78 | CU Phosco Lighting | LED Street Lights |  | P853-32-**-NW-*800mA-CLO | Non Dimmed | 4100780020100 | 78
78 | Philips Lighting | LED Street Lights | BGP382 | Iridium Gen 3 Med GRN115 740 | Non Dimmed | 4100780021100 | 78
78 | Thorn Lighting | LED Street Lights |  | Thorn LED Module 78W | Non Dimmed | 4100780998100 | 78
78 | Philips WRTL | LED Street Lights |  | Luma 2A Neutral White 11KLm 60 LED Constant Flux | Non Dimmed | 4100780999100 | 78
79 | Indal WRTL Exterior Lighting Ltd | LED Street Lights | White High Power LED System | Luma 3, 100 LED & 10000 Lumen Package (Dimmed 49% full power circuit watts) | Single Stage Dimming | 4100790000049 | 79
79 | Indal WRTL Exterior Lighting Ltd | LED Street Lights | White High Power LED System | Luma 3, 100 LED & 10000 Lumen Package (Dimmed 75% full power circuit watts) | Single Stage Dimming | 4100790000075 | 79
79 | Indal WRTL Exterior Lighting Ltd | LED Street Lights | White High Power LED System | Luma 3, 100 LED & 10000 Lumen Package | Non Dimmed | 4100790000100 | 79
79 | OrangeTek | LED Street Lights |  | ARIALED70 T 50% Light Output (51% Dimmed Circuit Watts) | Single Stage Dimming | 4100790001051 | 79
79 | OrangeTek | LED Street Lights |  | ARIALED70 T 70% Light Output (70% Dimmed Circuit Watts) | Single Stage Dimming | 4100790001070 | 79
79 | OrangeTek | LED Street Lights |  | ARIALED70 T | Non Dimmed | 4100790001100 | 79
78 | CU Phosco Lighting | LED Street Lights |  | 36 LED 6P (V3) Reduced Operation 85% (600mA) | Non Dimmed | 4100790010100 | 67
78 | CU Phosco Lighting | LED Street Lights |  | 36 LED 6P (V3) Reduced Operation 78% (550mA) | Non Dimmed | 4100790011100 | 61
78 | CU Phosco Lighting | LED Street Lights |  | 36 LED 6P (V3) Reduced Operation 71% (500mA) | Non Dimmed | 4100790012100 | 55
78 | CU Phosco Lighting | LED Street Lights |  | 36 LED 6P (V3) Reduced Operation 64% (450mA) | Non Dimmed | 4100790013100 | 50
78 | CU Phosco Lighting | LED Street Lights |  | 36 LED 6P (V3) Reduced Operation 57% (400mA) | Non Dimmed | 4100790014100 | 44
78 | CU Phosco Lighting | LED Street Lights |  | 36 LED 6P (V3) Reduced Operation 50% (350mA) | Non Dimmed | 4100790015100 | 39
78 | CU Phosco Lighting | LED Street Lights |  | 36 LED 6P (V3) Reduced Operation 43% (300mA) | Non Dimmed | 4100790016100 | 34
78 | CU Phosco Lighting | LED Street Lights |  | 36 LED 6P (V3) Reduced Operation 37% (250mA) | Non Dimmed | 4100790017100 | 29
78 | CU Phosco Lighting | LED Street Lights |  | 36 LED 6P (V3) Reduced Operation 30% (200mA) | Non Dimmed | 4100790018100 | 23
79 | Urbis Schréder | LED Street Lights |  | 48 LED LF 500mA Module V2 (51%) | Single Stage Dimming | 4100790020051 | 79
79 | Urbis Schréder | LED Street Lights |  | 48 LED LF 500mA Module V2 (68%) | Single Stage Dimming | 4100790020068 | 79
79 | Urbis Schréder | LED Street Lights |  | 48 LED LF 500mA Module V2 | Non Dimmed | 4100790020100 | 79
79 | Low Carbon Lighting Limited | LED Street Lights |  | LuxOn 79W | Non Dimmed | 4100790021100 | 77
79 | CU Phosco Lighting | LED Street Lights |  | P851-8 B 850mA 79W CLO | Non Dimmed | 4100790022100 | 79
79 | Holophane Europe ltd | LED Street Lights |  | VMX.V3 48 LED Street Lighting Luminaire (525 mA) (52% Dimmed Circuit Watts - 50% Dimmed Drive Current) | Single Stage Dimming | 4100790023052 | 79
79 | Holophane Europe ltd | LED Street Lights |  | VMX.V3 48 LED Street Lighting Luminaire (525 mA) (62% Dimmed Circuit Watts - 60% Dimmed Drive Current) | Single Stage Dimming | 4100790023062 | 79
79 | Holophane Europe ltd | LED Street Lights |  | VMX.V3 48 LED Street Lighting Luminaire (525 mA) (71% Dimmed Circuit Watts - 70% Dimmed Drive Current) | Single Stage Dimming | 4100790023071 | 79
79 | Holophane Europe ltd | LED Street Lights |  | VMX.V3 48 LED Street Lighting Luminaire (525 mA) (76% Dimmed Circuit Watts - 75% Dimmed Drive Current) | Single Stage Dimming | 4100790023076 | 79
79 | Holophane Europe ltd | LED Street Lights |  | VMX.V3 48 LED Street Lighting Luminaire (525 mA) | Non Dimmed | 4100790023100 | 79
79 | Urbis Schreder | LED Street Lights |  | 48 LED 530mA DDP1 (52% Dimmed Circuit Watts) | Single Stage Dimming | 4100790024052 | 79
79 | Urbis Schreder | LED Street Lights |  | 48 LED 530mA DDP1 (75% Dimmed Circuit Watts) | Single Stage Dimming | 4100790024075 | 79
79 | Urbis Schreder | LED Street Lights |  | 48 LED 530mA DDP1 | Non Dimmed | 4100790024100 | 79
79 | Philips WRTL | LED Street Lights |  | Luma 2A Cool White 12.5KLm, Neutral White 11.5KLm 100LED Constant Flux | Non Dimmed | 4100790999100 | 79
79 | Low Carbon Lighting Limited | LED Street Lights |  | Luxon Street 70LED | Non Dimmed | 4100793000100 | 77
79 | Low Carbon Lighting Limited | LED Street Lights | MLSD - Approved | Luxon Street 70LED | Non Dimmed | 4100796000100 | 77
79 | Urbis Schréder | LED Street Lights | MLSD-Approved | 48 LED LF 500mA Module V2 | Non Dimmed | 4100796001100 | 79
79 | CU Phosco Lighting | LED Street Lights | MLSD-Approved | P851-8 B 850mA 79W CLO | Non Dimmed | 4100796002100 | 79
79 | Low Carbon Lighting Limited | LED Street Lights | MLSD - Approved | LuxOn 79W | Non Dimmed | 4100796021100 | 77
79 | Philips WRTL | LED Street Lights | MLSD-Approved | Luma 2A Cool White 12.5KLm, Neutral White 11.5KLm 100LED Constant Flux | Non Dimmed | 4100796999100 | 79
80 | Philips Lighting | LED Street Lights |  | BPP 704/4 UrbanLine LED Luminaire | Non Dimmed | 4100800000100 | 83
80 | Urbis Schréder | LED Street Lights |  | 64 LED HS Module | Non Dimmed | 4100800001100 | 80
82 | Urbis Schréder | LED Street Lights |  | 66 LED HS Module | Non Dimmed | 4100800002100 | 82
80 | GE | LED Street Lights |  | GE R250 - Modular Roadway R250 Double/ASY3/80/43 (43% Dimmed Circuit Watts) | Single Stage Dimming | 4100800003043 | 81
80 | GE | LED Street Lights |  | GE R250 - Modular Roadway R250 Double/ASY3/80/43 | Non Dimmed | 4100800003100 | 81
80 | OrangeTek | LED Street Lights |  | TERRALED 80A | Non Dimmed | 4100800004100 | 78
80 | SolTex Global Ltd | LED Street Lights |  | 80W YZLD (40% dimmed circuit watts) | Single Stage Dimming | 4100800005040 | 81
80 | SolTex Global Ltd | LED Street Lights |  | 80W YZLD (60% dimmed circuit watts) | Single Stage Dimming | 4100800005060 | 81
80 | SolTex Global Ltd | LED Street Lights |  | 80W YZLD (80% dimmed circuit watts) | Single Stage Dimming | 4100800005080 | 81
80 | SolTex Global Ltd | LED Street Lights |  | 80W YZLD | Non Dimmed | 4100800005100 | 81
80 | LED Roadway Lighting | LED Street Lights |  | NXT-36 80W | Non Dimmed | 4100800006100 | 81
80 | LED Roadway Lighting | LED Street Lights |  | NXT-48 80W | Non Dimmed | 4100800007100 | 82
80 | LED Roadway Lighting | LED Street Lights |  | NXT-36 80W CLO (71% dimmed circuit watts) | Single Stage Dimming | 4100800008071 | 77
80 | LED Roadway Lighting | LED Street Lights |  | NXT-36 80W CLO | Non Dimmed | 4100800008100 | 77
80 | LED Roadway Lighting | LED Street Lights |  | NXT-48 80W CLO (70% dimmed circuit watts) | Single Stage Dimming | 4100800009070 | 79
80 | LED Roadway Lighting | LED Street Lights |  | NXT-48 80W CLO (76% Dimmed Circuit Watts) | Single Stage Dimming | 4100800009076 | 79
80 | LED Roadway Lighting | LED Street Lights |  | NXT-48 80W CLO | Non Dimmed | 4100800009100 | 79
80 | Kingfisher Lighting/AEC Illuminazione | LED Street Lights |  | PIT1xyw4703e_bbv.c****** (700mA) (29% Dimmed Circuit Watts) | Single Stage Dimming | 4100800010029 | 80
80 | Kingfisher Lighting/AEC Illuminazione | LED Street Lights |  | PIT1xyw4703e_bbv.c****** (700mA) (51% Dimmed Circuit Watts) | Single Stage Dimming | 4100800010051 | 80
80 | Kingfisher Lighting/AEC Illuminazione | LED Street Lights |  | PIT1xyw4703e_bbv.c****** (700mA) (75% Dimmed Circuit Watts) | Single Stage Dimming | 4100800010075 | 80
80 | Kingfisher Lighting/AEC Illuminazione | LED Street Lights |  | PIT1xyw4703e_bbv.c****** (700mA) | Non Dimmed | 4100800010100 | 80
80 | Kingfisher Lighting/AEC Illuminazione | LED Street Lights |  | PIT1xyz4704e_bbv.c****** (700mA) (28% Dimmed Circuit Watts) | Single Stage Dimming | 4100800011028 | 80
80 | Kingfisher Lighting/AEC Illuminazione | LED Street Lights |  | PIT1xyz4704e_bbv.c****** (700mA) (50% Dimmed Circuit Watts) | Single Stage Dimming | 4100800011050 | 80
80 | Kingfisher Lighting/AEC Illuminazione | LED Street Lights |  | PIT1xyz4704e_bbv.c****** (700mA) (75% Dimmed Circuit Watts) | Single Stage Dimming | 4100800011075 | 80
80 | Kingfisher Lighting/AEC Illuminazione | LED Street Lights |  | PIT1xyz4704e_bbv.c****** (700mA) | Non Dimmed | 4100800011100 | 80
80 | CU Phosco Lighting | LED Street Lights |  | PXXX-9LED-740NW-700mA | Non Dimmed | 4100800012100 | 80
80 | Maxgreenled UK Ltd | LED Street Lights |  | MG-MSL-80W-3000K | Non Dimmed | 4100800013100 | 78
80 | Urbis Schréder | LED Street Lights |  | 24 LED 1000mA LF Module V5 | Non Dimmed | 4100800014100 | 80
80 | Urbis Schréder | LED Street Lights |  | 40 LED 700mA V6 CLO (51% Dimmed Circuit Watts) | Single Stage Dimming | 4100800015051 | 80
80 | Urbis Schréder | LED Street Lights |  | 40 LED 700mA V6 CLO (76% Dimmed Circuit Watts) | Single Stage Dimming | 4100800015076 | 80
80 | Urbis Schréder | LED Street Lights |  | 40 LED 700mA V6 CLO | Non Dimmed | 4100800015100 | 80
80 | ASD Lighting | LED Street Lights |  | HIGHWAY DIAMOND 36 LED 700mA (50% Dimmed Circuit Watts) | Single Stage Dimming | 4100800016050 | 80
80 | ASD Lighting | LED Street Lights |  | HIGHWAY DIAMOND 36 LED 700mA | Non Dimmed | 4100800016100 | 80
80 | LED Evolution Ltd | LED Street Lights |  | LEDEVOSL 80W (26% Dimmed Circuit Watts) | Single Stage Dimming | 4100800017026 | 77
80 | LED Evolution Ltd | LED Street Lights |  | LEDEVOSL 80W (45% Dimmed Circuit Watts) | Single Stage Dimming | 4100800017045 | 77
80 | LED Evolution Ltd | LED Street Lights |  | LEDEVOSL 80W (65% Dimmed Circuit Watts) | Single Stage Dimming | 4100800017065 | 77
80 | LED Evolution Ltd | LED Street Lights |  | LEDEVOSL 80W (87% Dimmed Circuit Watts) | Single Stage Dimming | 4100800017087 | 77
80 | LED Evolution Ltd | LED Street Lights |  | LEDEVOSL 80W | Non Dimmed | 4100800017100 | 77
80 | INDO Lighting Ltd | LED Street Lights |  | 80W LED Module & Driver | Non Dimmed | 4100800018100 | 81
80 | Thorn Lighting | LED Street Lights |  | Thorn LED Module 80W | Non Dimmed | 4100800998100 | 80
80 | Philips WRTL | LED Street Lights |  | Luma 1A Cool White 12.5KLm, Neutral White 11KLm 80 LED, Luma 2A 12.5KLm 60LED Constant Flux | Non Dimmed | 4100800999100 | 80
80 | Philips WRTL | LED Street Lights | MLSD-Approved | Luma 1A Cool White 12.5KLm, Neutral White 11KLm 80 LED, Luma 2A 12.5KLm 60LED Constant Flux | Non Dimmed | 4100806999100 | 80
81 | Urbis Schréder | LED Street Lights |  | 68 LED HS3 Module | Non Dimmed | 4100810000100 | 81
81 | CU Phosco Lighting | LED Street Lights | 36 LED Traditional Post-top Luminaire | P516 36 LED V3 - WWL | Non Dimmed | 4100810001100 | 81
81 | Urbis Schréder | LED Street Lights |  | 48 LED 500mA LF Module V1 | Non Dimmed | 4100810002100 | 81
81 | Philips Lighting | LED Street Lights |  | LEDGine 2.2 Jan 2013 Grn98 740 Neutral White, Grn104 657 Cool White | Non Dimmed | 4100810003100 | 81
81 | Philips Lighting | LED Street Lights | Fortimo HBMt 2 x 4000lm LED modules C/W Xitanium Driver | Fortimo HBMt LED Module 2 x 4000lm 740 (100% Power) | Non Dimmed | 4100810004100 | 81
81 | CU Phosco Lighting | LED Street Lights |  | P851-12 B 550mA 81W | Non Dimmed | 4100810005100 | 81
81 | CU Phosco Lighting | LED Street Lights |  | P851-8 B 800mA 81W | Non Dimmed | 4100810006100 | 81
81 | Thorn Lighting | LED Street Lights |  | OXANE L 81W | Non Dimmed | 4100810007100 | 80
81 | CU Phosco Lighting | LED Street Lights |  | P853-32-**-NW-*800mA | Non Dimmed | 4100810008100 | 81
81 | CU Phosco Lighting | LED Street Lights |  | P853-64-**-NW-*400mA-CLO | Non Dimmed | 4100810009100 | 81
81 | CU Phosco Lighting | LED Street Lights |  | P853-64-**-NW-*400mA | Non Dimmed | 4100810010100 | 81
81 | Venture Lighting | LED Street Lights |  | ENG013 - 81W Westminster Engine, 8212lm, 6 LED, 740, PN (43% Dimmed Circuit Watts) | Single Stage Dimming | 4100810011043 | 79
81 | Venture Lighting | LED Street Lights |  | ENG013 - 81W Westminster Engine, 8212lm, 6 LED, 740, PN (51% Dimmed Circuit Watts) | Single Stage Dimming | 4100810011051 | 79
81 | Venture Lighting | LED Street Lights |  | ENG013 - 81W Westminster Engine, 8212lm, 6 LED, 740, PN (65% Dimmed Circuit Watts) | Single Stage Dimming | 4100810011065 | 79
81 | Venture Lighting | LED Street Lights |  | ENG013 - 81W Westminster Engine, 8212lm, 6 LED, 740, PN (76% Dimmed Circuit Watts) | Single Stage Dimming | 4100810011076 | 79
81 | Venture Lighting | LED Street Lights |  | ENG013 - 81W Westminster Engine, 8212lm, 6 LED, 740, PN (85% Dimmed Circuit Watts) | Single Stage Dimming | 4100810011085 | 79
81 | Venture Lighting | LED Street Lights |  | ENG013 - 81W Westminster Engine, 8212lm, 6 LED, 740, PN | Non Dimmed | 4100810011100 | 79
81 | Thorn Lighting | LED Street Lights |  | Isaro/Oxane/Dyana 81W StreetLED Module, 36 LED's @700mA (72% Dimmed Circuit Watts) | Single Stage Dimming | 4100810998072 | 82
81 | Thorn Lighting | LED Street Lights |  | Isaro/Oxane/Dyana 81W StreetLED Module, 36 LED's @700mA | Non Dimmed | 4100810998100 | 82
81 | Philips WRTL | LED Street Lights |  | Luma 2A Neutral White 11.5KLm 60 LED, Luma 3A Cool White 15.5KLm 120 LED Constant Flux | Non Dimmed | 4100810999100 | 81
81 | CU Phosco Lighting | LED Street Lights | MLSD-Approved | P851-12 B 550mA 81W | Non Dimmed | 4100816005100 | 81
82 | Low Energy Designs Ltd | LED Street Lights |  | SUNFire 7 (61% Dimmed Circuit Watts) | Single Stage Dimming | 4100820000061 | 82
82 | Low Energy Designs Ltd | LED Street Lights | SUNFire 7 | SUNFire 7 (Full Power) | Non Dimmed | 4100820000100 | 82
82 | DW Windsor Ltd | LED Street Lights | 2X 'Twin' LED Module | DWW LED Engine Quad Module -500mA | Non Dimmed | 4100820001100 | 82
82 | Philips Lighting | LED Street Lights |  | Clearway LED 7300 Lumens 4000K Neutral White BGP303 73S 740 | Non Dimmed | 4100820002100 | 82
82 | CU Phosco Lighting | LED Street Lights |  | P851-12 B 600mA 82W CLO | Non Dimmed | 4100820003100 | 82
82 | Thorn Lighting | LED Street Lights |  | R-PEC LED Module, 72 LED's @350mA R2L2 M 72L35, Oxane L 72L35 | Non Dimmed | 4100820004100 | 82
82 | Urbis Schréder | LED Street Lights |  | 80 LED LF 350mA Module V4 CLO (51% dimmed circuit watts) | Single Stage Dimming | 4100820005051 | 82
82 | Urbis Schréder | LED Street Lights |  | 80 LED LF 350mA Mod V4 CLO (74% dimmed circuit watts) | Single Stage Dimming | 4100820005074 | 82
82 | Urbis Schréder | LED Street Lights |  | 80 LED LF 350mA Mod V4 CLO | Non Dimmed | 4100820005100 | 82
82 | Holophane Europe ltd | LED Street Lights |  | VMX.V5 80 LED Street Lighting Luminaire (350 mA) (51% Dimmed Circuit Watts - 50% Dimmed Drive Current) | Single Stage Dimming | 4100820006051 | 82
82 | Holophane Europe ltd | LED Street Lights |  | VMX.V5 80 LED Street Lighting Luminaire (350 mA) (61% Dimmed Circuit Watts - 60% Dimmed Drive Current) | Single Stage Dimming | 4100820006061 | 82
82 | Holophane Europe ltd | LED Street Lights |  | VMX.V5 80 LED Street Lighting Luminaire (350 mA) (71% Dimmed Circuit Watts - 70% Dimmed Drive Current) | Single Stage Dimming | 4100820006071 | 82
82 | Holophane Europe ltd | LED Street Lights |  | VMX.V5 80 LED Street Lighting Luminaire (350 mA) (76% Dimmed Circuit Watts - 75% Dimmed Drive Current) | Single Stage Dimming | 4100820006076 | 82
82 | Holophane Europe ltd | LED Street Lights |  | VMX.V5 80 LED Street Lighting Luminaire (350 mA) | Non Dimmed | 4100820006100 | 82
82 | CU Phosco Lighting | LED Street Lights |  | P851-12-*-***-NW-*0550-PHSB3 | Non Dimmed | 4100820007100 | 82
82 | Urbis Schréder | LED Street Lights |  | 80 LED 350mA LF Module V5 CLO (52% dimmed circuit watts) | Single Stage Dimming | 4100820008052 | 82
82 | Urbis Schréder | LED Street Lights |  | 80 LED 350mA LF Module V5 CLO (76% dimmed circuit watts) | Single Stage Dimming | 4100820008076 | 82
82 | Urbis Schréder | LED Street Lights |  | 80 LED 350mA LF Module V5 CLO | Non Dimmed | 4100820008100 | 82
82 | Thorn Lighting | LED Street Lights |  | Thorn LED Module 82W | Non Dimmed | 4100820009100 | 82
82 | Urbis Schréder | LED Street Lights |  | 32 LED LF2 860mA Module DDP1 CLO (51% Dimmed Circuit Watts) | Single Stage Dimming | 4100820010051 | 82
82 | Urbis Schréder | LED Street Lights |  | 32 LED LF2 860mA Module DDP1 CLO (74% Dimmed Circuit Watts) | Single Stage Dimming | 4100820010074 | 82
82 | Urbis Schréder | LED Street Lights |  | 32 LED LF2 860mA Module DDP1 CLO | Non Dimmed | 4100820010100 | 82
82 | Lite-On Technology Corporation | LED Street Lights |  | PA2-80H-350_BOL CLO (90%) | Non Dimmed | 4100820011100 | 82
82 | Thorn Lighting | LED Street Lights |  | RPEC-Module 72L35 (49% Dimmed Circuit Watts) | Single Stage Dimming | 4100820998049 | 82
82 | Thorn Lighting | LED Street Lights |  | RPEC-Module 72L35 (80% Dimmed Circuit Watts) | Single Stage Dimming | 4100820998080 | 82
82 | Thorn Lighting | LED Street Lights |  | RPEC-Module 72L35 | Non Dimmed | 4100820998100 | 82
82 | Philips WRTL | LED Street Lights |  | Luma 3A Neutral White 12KLm 100 LED Constant Flux | Non Dimmed | 4100820999100 | 82
82 | CU Phosco Lighting | LED Street Lights | MLSD-Approved | P851-12 B 600mA 82W CLO | Non Dimmed | 4100826003100 | 82
83 | LED Roadway Lighting | LED Street Lights |  | Satellite Series 83W Model S72M | Non Dimmed | 4100830000100 | 83
83 | Urbis Schréder | LED Street Lights |  | 70 LED HS3 Module | Non Dimmed | 4100830001100 | 83
83 | LED Roadway Lighting | LED Street Lights |  | Satellite Series 83W CLO Dimming Model S72M(50% Dimmed Circuit Watts) | Single Stage Dimming | 4100830002050 | 75
83 | LED Roadway Lighting | LED Street Lights |  | Satellite Series 83W CLO Dimming Model S72M (75% Dimmed Circuit Watts) | Single Stage Dimming | 4100830002075 | 75
83 | LED Roadway Lighting | LED Street Lights |  | Satellite Series 83W CLO Dimming Model S72M | Non Dimmed | 4100830002100 | 75
83 | CU Phosco Lighting | LED Street Lights |  | P850 200mA 83W V1 CLO | Non Dimmed | 4100830003100 | 86
83 | Holophane Europe ltd | LED Street Lights |  | VMX.V6 96 LED Street Lighting Luminaire (350 mA) CLO (70%) (52% Dimmed Circuit Watts - 50% Dimmed Drive Current) | Single Stage Dimming | 4100830004052 | 83
83 | Holophane Europe ltd | LED Street Lights |  | VMX.V6 96 LED Street Lighting Luminaire (350 mA) CLO (70%) (61% Dimmed Circuit Watts - 60% Dimmed Drive Current) | Single Stage Dimming | 4100830004061 | 83
83 | Holophane Europe ltd | LED Street Lights |  | VMX.V6 96 LED Street Lighting Luminaire (350 mA) CLO (70%) (71% Dimmed Circuit Watts - 70% Dimmed Drive Current) | Single Stage Dimming | 4100830004071 | 83
83 | Holophane Europe ltd | LED Street Lights |  | VMX.V6 96 LED Street Lighting Luminaire (350 mA) CLO (70%) | Non Dimmed | 4100830004100 | 83
83 | Thorn Lighting | LED Street Lights |  | Thorn LED Module 83W | Non Dimmed | 4100830005100 | 83
83 | CU Phosco Lighting | LED Street Lights |  | P853-32-**-NW-*850mA-CLO | Non Dimmed | 4100830006100 | 83
83 | Urbis Schréder | LED Street Lights |  | 48 LED LF2 590mA Module DDP1 CLO (52% Dimmed Circuit Watts) | Single Stage Dimming | 4100830007052 | 83
83 | Urbis Schréder | LED Street Lights |  | 48 LED LF2 590mA Module DDP1 CLO (75% Dimmed Circuit Watts) | Single Stage Dimming | 4100830007075 | 83
83 | Urbis Schréder | LED Street Lights |  | 48 LED LF2 590mA Module DDP1 CLO | Non Dimmed | 4100830007100 | 83
83 | Urbis Schréder | LED Street Lights |  | 48 LED 590mA DDP2 CLO (51% Dimmed Circuit Watts) | Single Stage Dimming | 4100830008051 | 83
83 | Urbis Schréder | LED Street Lights |  | 48 LED 590mA DDP2 CLO (75% Dimmed Circuit Watts) | Single Stage Dimming | 4100830008075 | 83
83 | Urbis Schréder | LED Street Lights |  | 48 LED 590mA DDP2 CLO | Non Dimmed | 4100830008100 | 83
83 | Thorn Lighting | LED Street Lights |  | RPEC-Module 84L35 CLO | Non Dimmed | 4100830998100 | 83
83 | Philips WRTL | LED Street Lights |  | Luma 2A Cool White 13KLm, Neutral White 12KLm 100LED Constant Flux | Non Dimmed | 4100830999100 | 83
83 | LED Roadway Lighting | LED Street Lights | MLSD-Approved | Satellite Series 83W CLO Dimming Model S72M | Non Dimmed | 4100836000100 | 75
83 | CU Phosco Lighting | LED Street Lights | MLSD-Approved | P850 200mA 83W V1 CLO | Non Dimmed | 4100836003100 | 86
83 | Philips WRTL | LED Street Lights | MLSD-Approved | Luma 2A Cool White 13KLm, Neutral White 12KLm 100LED Constant Flux | Non Dimmed | 4100836999100 | 83
84 | iGuzzini Illuminazione (UK) Ltd | LED Street Lights |  | Archilede 84 LED Road Lighting Luminaire (Dimmed 54%) | Single Stage Dimming | 4100840000054 | 106
84 | iGuzzini Illuminazione (UK) Ltd | LED Street Lights |  | Archilede 84 LED Road Lighting Luminaire (Dimmed 73%) | Single Stage Dimming | 4100840000073 | 106
84 | iGuzzini Illuminazione (UK) Ltd | LED Street Lights |  | Archilede 84 LED Road Lighting Luminaire | Non Dimmed | 4100840000100 | 106
84 | Thorn-Europhane | LED Street Lights |  | Oxane 84W | Non Dimmed | 4100840001100 | 86
84 | Thorn-Europhane | LED Street Lights |  | Oxane 84W | Non Dimmed | 4100840002100 | 86
84 | Indal WRTL Exterior Lighting Ltd | LED Street Lights | White High Power LED System | Luma 2 + 3, 120 LED & 11000 Lumen Package (Dimmed 50% full power circuit watts) | Single Stage Dimming | 4100840003050 | 84
84 | Indal WRTL Exterior Lighting Ltd | LED Street Lights | White High Power LED System | Luma 2 + 3, 120 LED & 11000 Lumen Package (Dimmed 75% full power circuit watts) | Single Stage Dimming | 4100840003075 | 84
84 | Indal WRTL Exterior Lighting Ltd | LED Street Lights | White High Power LED System | Luma 2 + 3, 120 LED & 11000 Lumen Package | Non Dimmed | 4100840003100 | 84
84 | Philips Lighting | LED Street Lights |  | LEDGine GRN98 Neutral White 4000K 740 | Non Dimmed | 4100840004100 | 84
84 | Philips Lighting | LED Street Lights |  | LEDGine GRN80 Warm White 3000k 830 | Non Dimmed | 4100840005100 | 84
84 | Thorn-Europhane | LED Street Lights |  | StreetLED 700x36LED - Oxane 84W / Legend 84W / - Isaro LED 84W / - Dyana LED700 84W | Non Dimmed | 4100840006100 | 86
84 | Philips Lighting | LED Street Lights |  | LEDGine GRN104 Cool White 5700K 657 | Non Dimmed | 4100840007100 | 84
84 | CU Phosco Lighting | LED Street Lights |  | P851-8 B 900mA 84W CLO | Non Dimmed | 4100840008100 | 84
84 | CU Phosco Lighting | LED Street Lights |  | P850 B 200mA 84W V2 | Non Dimmed | 4100840009100 | 84
84 | Thorn Lighting | LED Street Lights |  | R-PEC LED Module, 36 LED's @700mA (50% dimmed circuit watts) R2L2 S 36L70 | Single Stage Dimming | 4100840010050 | 84
84 | Thorn Lighting | LED Street Lights |  | R-PEC LED Module, 36 LED's @700mA (80% dimmed circuit watts) R2L2 S 36L70 | Single Stage Dimming | 4100840010080 | 84
84 | Thorn Lighting | LED Street Lights |  | R-PEC LED Module, 36 LED's @700mA R2L2 S 36L70 | Non Dimmed | 4100840010100 | 84
84 | TRT Lighting | LED Street Lights |  | Aspect 3 84W CLO | Non Dimmed | 4100840011100 | 84
84 | LED Roadway Lighting | LED Street Lights |  | NXT-60 84W | Non Dimmed | 4100840012100 | 85
84 | LED Roadway Lighting | LED Street Lights |  | NXT-60 84W CLO (70% Dimmed Circuit Watts) | Single Stage Dimming | 4100840013070 | 83
84 | LED Roadway Lighting | LED Street Lights |  | NXT-60 84W CLO (75% Dimmed Circuit Watts) | Single Stage Dimming | 4100840013075 | 83
84 | LED Roadway Lighting | LED Street Lights |  | NXT-60 84W CLO | Non Dimmed | 4100840013100 | 83
84 | CU Phosco Lighting | LED Street Lights |  | P510-2X9LED-740NW-400mA-CLO | Non Dimmed | 4100840014100 | 84
84 | GE Hungary Kft | LED Street Lights |  | ODYS/3/84 | Non Dimmed | 4100840015100 | 82
84 | Holophane Europe ltd | LED Street Lights |  | VMX.V2 32LED (Lux Mz) Street Lighting Luminaire (200mA) (63% Dimmed Circuit Watts - 50% Dimmed Drive Current) | Single Stage Dimming | 4100840016063 | 84
84 | Holophane Europe ltd | LED Street Lights |  | VMX.V2 32LED (Lux Mz) Street Lighting Luminaire (200mA) (81% Dimmed Circuit Watts - 75% Dimmed Drive Current) | Single Stage Dimming | 4100840016081 | 84
84 | Holophane Europe ltd | LED Street Lights |  | VMX.V2 32LED (Lux Mz) Street Lighting Luminaire (200mA) | Non Dimmed | 4100840016100 | 84
84 | Urbis Schréder | LED Street Lights |  | 32 LED 860mA ADP1 CLO (50% Dimmed Circuit Watts) | Single Stage Dimming | 4100840017050 | 84
84 | Urbis Schréder | LED Street Lights |  | 32 LED 860mA ADP1 CLO (75% Dimmed Circuit Watts) | Single Stage Dimming | 4100840017075 | 84
84 | Urbis Schréder | LED Street Lights |  | 32 LED 860mA ADP1 CLO | Non Dimmed | 4100840017100 | 84
84 | Lite-On Technology Corporation | LED Street Lights |  | PA2-120H-350_BOL CLO (63%) | Non Dimmed | 4100840018100 | 84
84 | Philips WRTL | LED Street Lights |  | Luma 1A Cool White 13KLm, Neutral White 12KLm 80 LED, Luma 3A Cool White 16 KLm 120 LED, Neutral White 12.5KLm 120 LED Constant Flux | Non Dimmed | 4100840999100 | 84
84 | CU Phosco Lighting | LED Street Lights | MLSD-Approved | P851-8 B 900mA 84W CLO | Non Dimmed | 4100846000100 | 84
85 | Philips Lighting | LED Street Lights |  | LEDGine 72 LED Green Line | Non Dimmed | 4100850000100 | 85
85 | Urbis Schréder | LED Street Lights |  | 72 LED HS3 Module | Non Dimmed | 4100850001100 | 85
85 | Advanced LEDS Ltd | LED Street Lights |  | CLIPPER 85W PH27 | Non Dimmed | 4100850002100 | 85
85 | Advanced LEDs Ltd | LED Street Lights | LED Modules | 85-3-9-CXL2-L2V-100-R12 (51% Dimmed Circuit Watts) | Single Stage Dimming | 4100850003051 | 85
85 | Advanced LEDs Ltd | LED Street Lights | LED Modules | 85-3-9-CXL2-L2V-100-R12 (73% Dimmed Circuit Watts) | Single Stage Dimming | 4100850003073 | 85
85 | Advanced LEDs Ltd | LED Street Lights | LED Modules | 85-3-9-CXL2-L2V-100-R12 | Non Dimmed | 4100850003100 | 85
85 | CU Phosco Lighting | LED Street Lights |  | P851-12-*-***-NW-*0600-CLO-PHSB3 | Non Dimmed | 4100850004100 | 85
85 | Lite-On Technology Corporation | LED Street Lights |  | PA2-80H-350 (26% Dimmed Circuit Watts) | Single Stage Dimming | 4100850005026 | 87
85 | Lite-On Technology Corporation | LED Street Lights |  | PA2-80H-350 (30% Dimmed Circuit Watts) | Single Stage Dimming | 4100850005030 | 87
85 | Lite-On Technology Corporation | LED Street Lights |  | PA2-80H-350 (45% Dimmed Circuit Watts) | Single Stage Dimming | 4100850005045 | 87
85 | Lite-On Technology Corporation | LED Street Lights |  | PA2-80H-350 (48% Dimmed Circuit Watts) | Single Stage Dimming | 4100850005048 | 87
85 | Lite-On Technology Corporation | LED Street Lights |  | PA2-80H-350 (62% Dimmed Circuit Watts) | Single Stage Dimming | 4100850005062 | 87
85 | Lite-On Technology Corporation | LED Street Lights |  | PA2-80H-350 (67% Dimmed Circuit Watts) | Single Stage Dimming | 4100850005067 | 87
85 | Lite-On Technology Corporation | LED Street Lights |  | PA2-80H-350 (70% Dimmed Circuit Watts) | Single Stage Dimming | 4100850005070 | 87
85 | Lite-On Technology Corporation | LED Street Lights |  | PA2-80H-350 (75% Dimmed Circuit Watts) | Single Stage Dimming | 4100850005075 | 87
85 | Lite-On Technology Corporation | LED Street Lights |  | PA2-80H-350 (90% Dimmed Circuit Watts) | Single Stage Dimming | 4100850005090 | 87
85 | Lite-On Technology Corporation | LED Street Lights |  | PA2-80H-350 | Non Dimmed | 4100850005100 | 87
85 | Thorn Lighting | LED Street Lights |  | Thorn LED Module 85W | Non Dimmed | 4100850998100 | 85
85 | Philips WRTL | LED Street Lights |  | Luma 2A Cool White 13.5KLm, 12.5KLm 60LED, Luma 2A Neutral White 12.5KLm 120 LED, Luma 3A Cool White 16.5KLm 120 LED Constant Flux | Non Dimmed | 4100850999100 | 85
86 | Philips Lighting | LED Street Lights |  | LEDGine 48 LED Economy Line (Cool White 5600k) | Non Dimmed | 4100860000100 | 86
86 | CU Phosco Lighting | LED Street Lights |  | P851-8 B 850mA 86W | Non Dimmed | 4100860001100 | 86
86 | CU Phosco Lighting | LED Street Lights |  | P853-32-**-NW-*850mA | Non Dimmed | 4100860002100 | 86
86 | Urbis Schreder | LED Street Lights |  | 32 LED 860mA DDP1 (51% Dimmed Circuit Watts) | Single Stage Dimming | 4100860003051 | 86
86 | Urbis Schreder | LED Street Lights |  | 32 LED 860mA DDP1 (76% Dimmed Circuit Watts) | Single Stage Dimming | 4100860003076 | 86
86 | Urbis Schreder | LED Street Lights |  | 32 LED 860mA DDP1 | Non Dimmed | 4100860003100 | 86
86 | Thorn Lighting | LED Street Lights |  | Thorn LED Module 86W | Non Dimmed | 4100860998100 | 86
86 | Philips WRTL | LED Street Lights |  | Luma 2A Neutral White 12KLm 60 LED, Luma 3A Neutral White 12.5KLm 100 LED Constant Flux | Non Dimmed | 4100860999100 | 86
86 | Philips WRTL | LED Street Lights | MLSD-Approved | Luma 2A Neutral White 12KLm 60 LED, Luma 3A Neutral White 12.5KLm 100 LED Constant Flux | Non Dimmed | 4100866999100 | 86
87 | Urbis Schréder | LED Street Lights |  | 74 LED HS3 Module | Non Dimmed | 4100870000100 | 87
87 | CU Phosco Lighting | LED Street Lights |  | P850 200mA 87W V1 | Non Dimmed | 4100870001100 | 87
87 | Holophane Europe ltd | LED Street Lights |  | VMX.V4 64 LED Street Lighting Luminaire (525 mA) CLO (70%) (52% Dimmed Circuit Watts - 50% Dimmed Drive Current) | Single Stage Dimming | 4100870002052 | 87
87 | Holophane Europe ltd | LED Street Lights |  | VMX.V4 64 LED Street Lighting Luminaire (525 mA) CLO (70%) (62% Dimmed Circuit Watts - 60% Dimmed Drive Current) | Single Stage Dimming | 4100870002062 | 87
87 | Holophane Europe ltd | LED Street Lights |  | VMX.V4 64 LED Street Lighting Luminaire (525 mA) CLO (70%) (71% Dimmed Circuit Watts - 70% Dimmed Drive Current) | Single Stage Dimming | 4100870002071 | 87
87 | Holophane Europe ltd | LED Street Lights |  | VMX.V4 64 LED Street Lighting Luminaire (525 mA) CLO (70%) | Non Dimmed | 4100870002100 | 87
87 | Holophane Europe ltd | LED Street Lights |  | FTS 30 LED Street Lighting Luminaire (1050mA) CLO (70%) (52% Dimmed Circuit Watts - 50% Dimmed Drive Current) | Single Stage Dimming | 4100870003052 | 87
87 | Holophane Europe ltd | LED Street Lights |  | FTS 30 LED Street Lighting Luminaire (1050mA) CLO (70%) (62% Dimmed Circuit Watts - 60% Dimmed Drive Current) | Single Stage Dimming | 4100870003062 | 87
87 | Holophane Europe ltd | LED Street Lights |  | FTS 30 LED Street Lighting Luminaire (1050mA) CLO (70%) (71% Dimmed Circuit Watts - 70% Dimmed Drive Current) | Single Stage Dimming | 4100870003071 | 87
87 | Holophane Europe ltd | LED Street Lights |  | FTS 30 LED Street Lighting Luminaire (1050mA) CLO (70%) | Non Dimmed | 4100870003100 | 87
87 | Lite-On Technology Corporation | LED Street Lights |  | PA2-80H-MV-NW-N2-GY-350-PCR5-DALI | Non Dimmed | 4100870004100 | 85
87 | CU Phosco Lighting | LED Street Lights |  | P853-32-**-NW-*900mA-CLO | Non Dimmed | 4100870005100 | 87
87 | Urbis Schreder | LED Street Lights |  | 48 LED 590mA DDP1 (52% Dimmed Circuit Watts) | Single Stage Dimming | 4100870006052 | 87
87 | Urbis Schreder | LED Street Lights |  | 48 LED 590mA DDP1 (76% Dimmed Circuit Watts) | Single Stage Dimming | 4100870006076 | 87
87 | Urbis Schreder | LED Street Lights |  | 48 LED 590mA DDP1 | Non Dimmed | 4100870006100 | 87
87 | ASD Lighting | LED Street Lights |  | HIGHWAY DIAMOND 40 LED 700mA (52% Dimmed Circuit Watts) | Single Stage Dimming | 4100870007052 | 87
87 | ASD Lighting | LED Street Lights |  | HIGHWAY DIAMOND 40 LED 700mA | Non Dimmed | 4100870007100 | 87
87 | Philips WRTL | LED Street Lights |  | Luma 1A Cool White 13.5KLm Constant Flux | Non Dimmed | 4100870999100 | 87
87 | CU Phosco Lighting | LED Street Lights | MLSD-Approved | P850 200mA 87W V1 | Non Dimmed | 4100876001100 | 87
87 | Philips WRTL | LED Street Lights | MLSD-Approved | Luma 1A Cool White 13.5KLm Constant Flux | Non Dimmed | 4100876999100 | 87
88 | LED Roadway Lighting | LED Street Lights |  | LED Streetlight Fixture (88 watts), Model S96M | Non Dimmed | 4100880000100 | 85
88 | LED Roadway Lighting | LED Street Lights |  | LED Streetlight Fixture (88 watts), Model S48S | Non Dimmed | 4100880001100 | 90
88 | LED Roadway Lighting | LED Street Lights | 50 | Satellite Series 88W CLO Dimming Model S48S (Dimmed 47% Circuit Watts) | Non Dimmed | 4100880002047 | 37
88 | LED Roadway Lighting | LED Street Lights | 75 | Satellite Series 88W CLO Dimming Model S48S (Dimmed 74% Circuit Watts) | Non Dimmed | 4100880002074 | 58
88 | LED Roadway Lighting | LED Street Lights | 100 | Satellite Series 88W CLO Dimming Model S48S (Full power) | Non Dimmed | 4100880002100 | 78
88 | Urbis Schréder | LED Street Lights |  | 40LED LF700mA Module V4 (76% dimmed circuit watts) | Single Stage Dimming | 4100880003076 | 88
88 | Urbis Schréder | LED Street Lights |  | 40 LED 700mA | Non Dimmed | 4100880003100 | 88
88 | CU Phosco Lighting | LED Street Lights |  | P851-12 B 600mA 88W | Non Dimmed | 4100880004100 | 88
88 | CU Phosco Lighting | LED Street Lights |  | P851-12 B 650mA 88W CLO | Non Dimmed | 4100880005100 | 88
88 | TRT Lighting | LED Street Lights |  | Aspect 4 88W CLO | Non Dimmed | 4100880006100 | 88
88 | Holophane Europe ltd | LED Street Lights |  | VMX.V6 96 LED Street Lighting Luminaire (350 mA) CLO (80%) (51% Dimmed Circuit Watts - 50% Dimmed Drive Current) | Single Stage Dimming | 4100880007051 | 88
88 | Holophane Europe ltd | LED Street Lights |  | VMX.V6 96 LED Street Lighting Luminaire (350 mA) CLO (80%) (61% Dimmed Circuit Watts - 60% Dimmed Drive Current) | Single Stage Dimming | 4100880007061 | 88
88 | Holophane Europe ltd | LED Street Lights |  | VMX.V6 96 LED Street Lighting Luminaire (350 mA) CLO (80%) (70% Dimmed Circuit Watts - 70% Dimmed Drive Current) | Single Stage Dimming | 4100880007070 | 88
88 | Holophane Europe ltd | LED Street Lights |  | VMX.V6 96 LED Street Lighting Luminaire (350 mA) CLO (80%) | Non Dimmed | 4100880007100 | 88
88 | OrangeTek | LED Street Lights |  | ARIALED80 T (51% Dimmed Circuit Watts) | Single Stage Dimming | 4100880008051 | 88
88 | OrangeTek | LED Street Lights |  | ARIALED80 T (70% Dimmed Circuit Watts) | Single Stage Dimming | 4100880008070 | 88
88 | OrangeTek | LED Street Lights |  | ARIALED80 T | Non Dimmed | 4100880008100 | 88
88 | Designplan Lighting | LED Street Lights |  | TLSP/6000NW/C49 | Non Dimmed | 4100880009100 | 88
88 | OrangeTek | LED Street Lights |  | Arialed 40, 700mA, DA (48% Dimmed Circuit Watts) | Single Stage Dimming | 4100880010048 | 88
88 | OrangeTek | LED Street Lights |  | Arialed 40, 700mA, DA (68% Dimmed Circuit Watts) | Single Stage Dimming | 4100880010068 | 88
88 | OrangeTek | LED Street Lights |  | Arialed 40, 700mA, DA 100% | Non Dimmed | 4100880010100 | 88
88 | OrangeTek | LED Street Lights |  | Arialed 40, 700mA, PP (50% Dimmed Circuit Watts) | Single Stage Dimming | 4100880011050 | 88
88 | OrangeTek | LED Street Lights |  | Arialed 40, 700mA, PP (69% Dimmed Circuit Watts) | Single Stage Dimming | 4100880011069 | 88
88 | OrangeTek | LED Street Lights |  | Arialed 40, 700mA, PP | Non Dimmed | 4100880011100 | 88
88 | Holophane Europe ltd | LED Street Lights |  | FTR 60LED Street Lighting Luminaire (525 mA) CLO (70%) (52% Dimmed Circuit Watts - 50% Dimmed Drive Current) | Single Stage Dimming | 4100880012052 | 88
88 | Holophane Europe ltd | LED Street Lights |  | FTR 60LED Street Lighting Luminaire (525 mA) CLO (70%) (60% Dimmed Circuit Watts - 60% Dimmed Drive Current) | Single Stage Dimming | 4100880012060 | 88
88 | Holophane Europe ltd | LED Street Lights |  | FTR 60LED Street Lighting Luminaire (525 mA) CLO (70%) (70% Dimmed Circuit Watts - 70% Dimmed Drive Current) | Single Stage Dimming | 4100880012070 | 88
88 | Holophane Europe ltd | LED Street Lights |  | FTR 60LED Street Lighting Luminaire (525 mA) CLO (70%) | Non Dimmed | 4100880012100 | 88
88 | Holophane Europe ltd | LED Street Lights |  | VMX.V2 32 LED Street Lighting Luminaire (1000 mA) CLO (70%) (51% Dimmed Circuit Watts - 50% Dimmed Drive Current) | Single Stage Dimming | 4100880013051 | 88
88 | Holophane Europe ltd | LED Street Lights |  | VMX.V2 32 LED Street Lighting Luminaire (1000 mA) CLO (70%) (61% Dimmed Circuit Watts - 60% Dimmed Drive Current) | Single Stage Dimming | 4100880013061 | 88
88 | Holophane Europe ltd | LED Street Lights |  | VMX.V2 32 LED Street Lighting Luminaire (1000 mA) CLO (70%) (70% Dimmed Circuit Watts - 70% Dimmed Drive Current) | Single Stage Dimming | 4100880013070 | 88
88 | Holophane Europe ltd | LED Street Lights |  | VMX.V2 32 LED Street Lighting Luminaire (1000 mA) CLO (70%) | Non Dimmed | 4100880013100 | 88
88 | ShengKoy Technology Co. Ltd | LED Street Lights |  | LSL080-C57 | Non Dimmed | 4100880014100 | 88
88 | CREE Lighting | LED Street Lights |  | XSPC Series, E - Driver, Z1 (80% Dimmed Circuit Watts) | Single Stage Dimming | 4100880015080 | 88
88 | CREE Lighting | LED Street Lights |  | XSPC Series, E - Driver, Z1 | Non Dimmed | 4100880015100 | 88
88 | CREE Lighting | LED Street Lights |  | XSPC Series, E - Driver, Z2 (63% Dimmed Circuit Watts) | Single Stage Dimming | 4100880016063 | 88
88 | CREE Lighting | LED Street Lights |  | XSPC Series, E - Driver, Z2 | Non Dimmed | 4100880016100 | 88
88 | CREE Lighting | LED Street Lights |  | XSPC Series, E - Driver, Z3 (41% Dimmed Circuit Watts) | Single Stage Dimming | 4100880017041 | 88
88 | CREE Lighting | LED Street Lights |  | XSPC Series, E - Driver, Z3 | Non Dimmed | 4100880017100 | 88
88 | Thorn Lighting | LED Street Lights |  | Thorn LED Module 88W | Non Dimmed | 4100880998100 | 88
88 | Philips WRTL | LED Street Lights |  | Luma 1A Neutral White 12.5KLm 80 LED, Luma 2A Cool White 13KLm 60LED Constant Flux | Non Dimmed | 4100880999100 | 88
88 | CU Phosco Lighting | LED Street Lights | MLSD-Approved | P851-12 B 600mA 88W | Non Dimmed | 4100886004100 | 88
88 | CU Phosco Lighting | LED Street Lights | MLSD-Approved | P851-12 B 650mA 88W CLO | Non Dimmed | 4100886005100 | 88
89 | Urbis Schréder | LED Street Lights |  | 76 LED HS3 Module | Non Dimmed | 4100890000100 | 89
89 | DW Windsor Ltd | LED Street Lights | 1X 'Twin' 1 X 'Single' | DWW LED Engine Triple Module - 700mA | Non Dimmed | 4100890001100 | 89
89 | Indal WRTL Exterior Lighting Ltd | LED Street Lights | White High Power LED System | Luma 2, 100 LED & 11000 Lumen Package (Dimmed 49% full power circuit watts) | Single Stage Dimming | 4100890002049 | 89
89 | Indal WRTL Exterior Lighting Ltd | LED Street Lights | White High Power LED System | Luma 2, 100 LED & 11000 Lumen Package (Dimmed 75% full power circuit watts) | Single Stage Dimming | 4100890002075 | 89
89 | Indal WRTL Exterior Lighting Ltd | LED Street Lights | White High Power LED System | Luma 2, 100 LED & 11000 Lumen Package | Non Dimmed | 4100890002100 | 89
89 | OrangeTek | LED Street Lights |  | ARIALED 80 350mA (51% dimmed circuit watts) | Single Stage Dimming | 4100890003051 | 89
89 | OrangeTek | LED Street Lights |  | ARIALED 80 350mA (70% dimmed circuit watts) | Single Stage Dimming | 4100890003070 | 89
89 | OrangeTek | LED Street Lights |  | ARIALED 80 350mA | Non Dimmed | 4100890003100 | 89
89 | CU Phosco Lighting | LED Street Lights |  | P851-8 B 950mA 89W CLO | Non Dimmed | 4100890004100 | 89
89 | iGuzzini Illuminazione (UK) Ltd | LED Street Lights | 83W P2-52%: BH64 | WOW small Profile 2 - 450mA (52% dimmed circuit watts) | Single Stage Dimming | 4100890005052 | 100
89 | iGuzzini Illuminazione (UK) Ltd | LED Street Lights | 83W P2-71%: BH64 | WOW small Profile 2 - 450mA (71% dimmed circuit watts) | Single Stage Dimming | 4100890005071 | 100
89 | iGuzzini Illuminazione (UK) Ltd | LED Street Lights | 83W P2-100%: BH64 | WOW small Profile 2 - 450mA | Non Dimmed | 4100890005100 | 100
89 | ASD Lighting | LED Street Lights |  | ASD - 80 LED - Streetlight | Non Dimmed | 4100890006100 | 89
89 | CU Phosco Lighting | LED Street Lights |  | P851-12-*-***-NW-*0600-PHSB3 | Non Dimmed | 4100890007100 | 89
89 | OrangeTek | LED Street Lights |  | Arialed 40, 700mA, PA (49% Dimmed Circuit Watts) | Single Stage Dimming | 4100890008049 | 89
89 | OrangeTek | LED Street Lights |  | Arialed 40, 700mA, PA (69% Dimmed Circuit Watts) | Single Stage Dimming | 4100890008069 | 89
89 | OrangeTek | LED Street Lights |  | Arialed 40, 700mA, PA 100% | Non Dimmed | 4100890008100 | 89
89 | OrangeTek | LED Street Lights |  | Arialed 40, 700mA, DT (49% Dimmed Circuit Watts) | Single Stage Dimming | 4100890009049 | 89
89 | OrangeTek | LED Street Lights |  | Arialed 40, 700mA, DT (71% Dimmed Circuit Watts) | Single Stage Dimming | 4100890009071 | 89
89 | OrangeTek | LED Street Lights |  | Arialed 40, 700mA, DT | Non Dimmed | 4100890009100 | 89
89 | CU Phosco Lighting | LED Street Lights |  | P510-2X9LED-740NW-400mA | Non Dimmed | 4100890010100 | 89
89 | Philips WRTL | LED Street Lights |  | Luma 2A Cool White 14KLm, Neutral White 13KLm 120 LED, Luma 3A Cool White 17 KLm 120 LED, Neutral White 13KLm 100 LED, Neutral White 13KLm 120 LED Constant Flux | Non Dimmed | 4100890999100 | 89
89 | CU Phosco Lighting | LED Street Lights | MLSD-Approved | P851-8 B 950mA 89W CLO | Non Dimmed | 4100896000100 | 89
90 | Abacus Lighting Ltd. | LED Street Lights | 100W LED Road Lantern | LED Street Lantern: Ref. AL6701/100W | Non Dimmed | 4100900000100 | 90
90 | Indal WRTL Exterior Lighting Ltd | LED Street Lights | White High Power LED System | Luma 2, 60 LED & 10000 Lumen Package (Dimmed 50% full power circuit watts) | Single Stage Dimming | 4100900001050 | 90
90 | Indal WRTL Exterior Lighting Ltd | LED Street Lights | White High Power LED System | Luma 2, 60 LED & 10000 Lumen Package (Dimmed 74% full power circuit watts) | Single Stage Dimming | 4100900001074 | 90
90 | Indal WRTL Exterior Lighting Ltd | LED Street Lights | White High Power LED System | Luma 2, 60 LED & 10000 Lumen Package | Non Dimmed | 4100900001100 | 90
90 | Electrical Express | LED Street Lights |  | Knightstar 90 Street Lantern (50% Dimmed circuit watts) | Single Stage Dimming | 4100900002050 | 85
90 | Electrical Express | LED Street Lights |  | Knightstar 90 Street Lantern | Non Dimmed | 4100900002100 | 85
90 | Philips Lighting | LED Street Lights |  | LEDGine 2.2 Jan 2013 ECO99 740 Neutral White, ECO106 657 Cool White | Non Dimmed | 4100900003100 | 90
90 | THORN-Europhane | LED Street Lights |  | Olsys2 90W | Non Dimmed | 4100900004100 | 89
90 | ELTA-R Chenkin and Sie | LED Street Lights |  | SM 90 | Non Dimmed | 4100900005100 | 99
90 | ELTA-R Chenkin and Sie | LED Street Lights |  | SM 90D (51% dimmed circuit watts) | Single Stage Dimming | 4100900006051 | 99
90 | ELTA-R Chenkin and Sie | LED Street Lights |  | SM 90D | Non Dimmed | 4100900006100 | 99
90 | ELTA-R Chenkin and Sie | LED Street Lights |  | SM 90DF (52% dimmed) | Single Stage Dimming | 4100900007052 | 100
90 | ELTA-R Chenkin and Sie | LED Street Lights |  | SM 90DF | Non Dimmed | 4100900007100 | 100
90 | ELTA-R Chenkin and Sie | LED Street Lights |  | SM 90F | Non Dimmed | 4100900008100 | 100
90 | Low Carbon Lighting Limited | LED Street Lights |  | LuxOn 90W | Non Dimmed | 4100900009100 | 90
90 | Urbis Schréder | LED Street Lights |  | 56 LED LF 500mA Module V4 (28% dimmed circuit watts) | Single Stage Dimming | 4100900010028 | 90
90 | Urbis Schréder | LED Street Lights |  | 56 LED LF 500mA Module V4 (50% dimmed circuit watts) | Single Stage Dimming | 4100900010050 | 90
90 | Urbis Schréder | LED Street Lights |  | 56 LED LF 500mA Module V4 (72% dimmed circuit Watts) | Single Stage Dimming | 4100900010072 | 90
90 | Urbis Schréder | LED Street Lights |  | 56 LED LF 500mA Module V4 | Non Dimmed | 4100900010100 | 90
90 | SolTex Global Ltd | LED Street Lights |  | 90W YZLD (41% dimmed circuit watts) | Single Stage Dimming | 4100900011041 | 91
90 | SolTex Global Ltd | LED Street Lights |  | 90W YZLD (60% dimmed circuit watts) | Single Stage Dimming | 4100900011060 | 91
90 | SolTex Global Ltd | LED Street Lights |  | 90W YZLD (80% dimmed circuit watts) | Single Stage Dimming | 4100900011080 | 91
90 | SolTex Global Ltd | LED Street Lights |  | 90W YZLD | Non Dimmed | 4100900011100 | 91
90 | GE Hungary Kft | LED Street Lights |  | SP H/1/F/B/9040/A/ST/C1/N/P76/R7035 (51% Dimmed Circuit Watts) | Single Stage Dimming | 4100900012051 | 89
90 | GE Hungary Kft | LED Street Lights |  | SP H/1/F/B/9040/A/ST/C1/N/P76/R7035 | Non Dimmed | 4100900012100 | 89
90 | Vestel | LED Street Lights |  | Streetlight Neutral white M3 (29% Dimmed Circuit Watts) | Single Stage Dimming | 4100900013029 | 87
90 | Vestel | LED Street Lights |  | Streetlight Neutral white M3 (54% Dimmed Circuit Watts) | Single Stage Dimming | 4100900013054 | 87
90 | Vestel | LED Street Lights |  | Streetlight Neutral white M3 (80% Dimmed Circuit Watts) | Single Stage Dimming | 4100900013080 | 87
90 | Vestel | LED Street Lights |  | Streetlight Neutral white M3 | Non Dimmed | 4100900013100 | 87
90 | Brilliant Way Ltd | LED Street Lights |  | EkoRoad 90W (32% Dimmed Circuit Watts) | Single Stage Dimming | 4100900014032 | 91
90 | Brilliant Way Ltd | LED Street Lights |  | EkoRoad 90W (66% Dimmed Circuit Watts) | Single Stage Dimming | 4100900014066 | 91
90 | Brilliant Way Ltd | LED Street Lights |  | EkoRoad 90W | Non Dimmed | 4100900014100 | 91
90 | Vision Illumination | LED Street Lights |  | T1273 – V1-18 1600MA PTSE | Non Dimmed | 4100900015100 | 94
90 | Holophane Europe ltd | LED Street Lights |  | VMX.V3 48 LED Street Lighting Luminaire (700 mA) CLO (70%) (51% Dimmed Circuit Watts - 50% Dimmed Drive Current) | Single Stage Dimming | 4100900016051 | 90
90 | Holophane Europe ltd | LED Street Lights |  | VMX.V3 48 LED Street Lighting Luminaire (700 mA) CLO (70%) (61% Dimmed Circuit Watts - 60% Dimmed Drive Current) | Single Stage Dimming | 4100900016061 | 90
90 | Holophane Europe ltd | LED Street Lights |  | VMX.V3 48 LED Street Lighting Luminaire (700 mA) CLO (70%) (70% Dimmed Circuit Watts - 70% Dimmed Drive Current) | Single Stage Dimming | 4100900016070 | 90
90 | Holophane Europe ltd | LED Street Lights |  | VMX.V3 48 LED Street Lighting Luminaire (700 mA) CLO (70%) | Non Dimmed | 4100900016100 | 90
90 | Hardie-Secure Products Ltd | LED Street Lights |  | Jewel 90W | Non Dimmed | 4100900017100 | 84
90 | Eco Lighting | LED Street Lights |  | UNI-STA3STA-NA-A1/MED-90-4-120-80:20-D2-T | Non Dimmed | 4100900018100 | 92
90 | CU Phosco Lighting | LED Street Lights |  | P853-32-**-NW-*900mA | Non Dimmed | 4100900019100 | 90
90 | CU Phosco Lighting | LED Street Lights |  | P853-64-**-NW-*450mA-CLO | Non Dimmed | 4100900020100 | 90
90 | DW Windsor Ltd | LED Street Lights |  | 2LX2-113-15 LED Engine - 1000mA CLO (27% Dimmed Circuit Watts) | Single Stage Dimming | 4100900021027 | 90
90 | DW Windsor Ltd | LED Street Lights |  | 2LX2-113-15 LED Engine - 1000mA CLO (50% Dimmed Circuit Watts) | Single Stage Dimming | 4100900021050 | 90
90 | DW Windsor Ltd | LED Street Lights |  | 2LX2-113-15 LED Engine - 1000mA CLO (70% Dimmed Circuit Watts) | Single Stage Dimming | 4100900021070 | 90
90 | DW Windsor Ltd | LED Street Lights |  | 2LX2-113-15 LED Engine - 1000mA CLO (74% Dimmed Circuit Watts) | Single Stage Dimming | 4100900021074 | 90
90 | DW Windsor Ltd | LED Street Lights |  | 2LX2-113-15 LED Engine - 1000mA CLO | Non Dimmed | 4100900021100 | 90
90 | GE Hungary Kft | LED Street Lights |  | SPNL/2/90 (52% Dimmed Circuit Watts) | Single Stage Dimming | 4100900022052 | 89
90 | GE Hungary Kft | LED Street Lights |  | SPNL/2/90 (69% Dimmed Circuit Watts) | Single Stage Dimming | 4100900022069 | 89
90 | GE Hungary Kft | LED Street Lights |  | SPNL/2/90 (75% Dimmed Circuit Watts) | Single Stage Dimming | 4100900022075 | 89
90 | GE Hungary Kft | LED Street Lights |  | SP L/2/F/B/90/40/D/ST/C1/P/P76 | Non Dimmed | 4100900022100 | 89
90 | GE Hungary Kft | LED Street Lights |  | SMBT/1/74 | Non Dimmed | 4100900023100 | 88
90 | GE Hungary Kft | LED Street Lights |  | SMBT/1/105 | Non Dimmed | 4100900024100 | 88
90 | Urbis Schréder | LED Street Lights |  | 40 LED 760mA ADP1 CLO (50% Dimmed Circuit Watts) | Single Stage Dimming | 4100900025050 | 90
90 | Urbis Schréder | LED Street Lights |  | 40 LED 760mA ADP1 CLO (74% Dimmed Circuit Watts) | Single Stage Dimming | 4100900025074 | 90
90 | Urbis Schréder | LED Street Lights |  | 40 LED 760mA ADP1 CLO | Non Dimmed | 4100900025100 | 90
90 | LED Evolution Ltd | LED Street Lights |  | LEDEVOSL 90W (25% Dimmed Circuit Watts) | Single Stage Dimming | 4100900026025 | 88
90 | LED Evolution Ltd | LED Street Lights |  | LEDEVOSL 90W (45% Dimmed Circuit Watts) | Single Stage Dimming | 4100900026045 | 88
90 | LED Evolution Ltd | LED Street Lights |  | LEDEVOSL 90W (65% Dimmed Circuit Watts) | Single Stage Dimming | 4100900026065 | 88
90 | LED Evolution Ltd | LED Street Lights |  | LEDEVOSL 90W (86% Dimmed Circuit Watts) | Single Stage Dimming | 4100900026086 | 88
90 | LED Evolution Ltd | LED Street Lights |  | LEDEVOSL 90W | Non Dimmed | 4100900026100 | 88
90 | Vision Illumination | LED Street Lights |  | LKD 45LED 700mA Light Engine | Non Dimmed | 4100900027100 | 97
90 | Urbis Schréder | LED Street Lights | MLSD-Approved | 56 LED LF 500mA Module V4 | Non Dimmed | 4100906000100 | 90
90 | Low Carbon Lighting Limited | LED Street Lights | MLSD - Approved | LuxOn 90W | Non Dimmed | 4100906009100 | 90
91 | Philips Lighting | LED Street Lights |  | LEDGine ECO106 Cool White 5700K 657/LEDGine ECO99 Neutral White 4000K 740 | Non Dimmed | 4100910000100 | 91
91 | Philips Lighting | LED Street Lights |  | LEDGine 2.2 Jan 2013 Grn107 740 Neutral White, Grn114 657 Cool White | Non Dimmed | 4100910002100 | 91
91 | CU Phosco Lighting | LED Street Lights |  | P851-8 B 900mA 91W | Non Dimmed | 4100910003100 | 91
91 | CREE Lighting | LED Street Lights | CREE LEDway Road 40 LED unit | 40 LED CREE LEDway Road driven at 700mA (52% Dimmed Circuit Watts) | Single Stage Dimming | 4100910004052 | 91
91 | CREE Lighting | LED Street Lights | CREE LEDway Road 40 LED unit | 40 LED CREE LEDway Road driven at 700mA (65% Dimmed Circuit Watts) | Single Stage Dimming | 4100910004065 | 91
91 | CREE Lighting | LED Street Lights | CREE LEDway Road 40 LED unit | 40 LED CREE LEDway Road driven at 700mA (76% Dimmed Circuit Watts) | Single Stage Dimming | 4100910004076 | 91
91 | CREE Lighting | LED Street Lights | CREE LEDway Road 40 LED unit | 40 LED CREE LEDway Road driven at 700mA (82% Dimmed Circuit Watts) | Single Stage Dimming | 4100910004082 | 91
91 | CREE Lighting | LED Street Lights | CREE LEDway Road 40 LED unit | 40 LED CREE LEDway Road driven at 700mA | Non Dimmed | 4100910004100 | 91
91 | GE Hungary Kft | LED Street Lights |  | SP L/1/F/BX/91/40/D/ST/C1/P/S60 (50% Dimmed Circuit Watts) | Single Stage Dimming | 4100910005050 | 90
91 | GE Hungary Kft | LED Street Lights |  | SP L/1/F/BX/91/40/D/ST/C1/P/S60 (60% Dimmed Circuit Watts) | Single Stage Dimming | 4100910005060 | 90
91 | GE Hungary Kft | LED Street Lights |  | SP L/1/F/BX/91/40/D/ST/C1/P/S60 (77% Dimmed Circuit Watts) | Single Stage Dimming | 4100910005077 | 90
91 | GE Hungary Kft | LED Street Lights |  | SP L/1/F/BX/91/40/D/ST/C1/P/S60 | Non Dimmed | 4100910005100 | 90
91 | CU Phosco Lighting | LED Street Lights |  | P853-64-**-NW-*450mA | Non Dimmed | 4100910006100 | 91
91 | Lite-On Technology Corporation | LED Street Lights |  | PA2-120H-350_BOL CLO (67.5%) | Non Dimmed | 4100910007100 | 91
91 | FiveP SPA | LED Street Lights |  | KAI MEDIUM, FLAT LINK L, FLAT LINK S, KAI SMALL X, LEVANTE MEDIUM, YPSILON 44 LED 4000K/3000K 700mA | Non Dimmed | 4100910008100 | 100
91 | Urbis Schreder | LED Street Lights |  | 40 LED 760mA DDP1 CLO (51% Dimmed Circuit Watts) | Single Stage Dimming | 4100910009051 | 91
91 | Urbis Schreder | LED Street Lights |  | 40 LED 760mA DDP1 CLO (75% Dimmed Circuit Watts) | Single Stage Dimming | 4100910009075 | 91
91 | Urbis Schreder | LED Street Lights |  | 40 LED 760mA DDP1 CLO | Non Dimmed | 4100910009100 | 91
92 | Urbis Schréder | LED Street Lights |  | 78 LED HS3 Module | Non Dimmed | 4100920000100 | 92
92 | Indal WRTL Exterior Lighting Ltd | LED Street Lights | White High Power LED System | Luma 2, 120 LED & 12000 Lumen Package (Dimmed 50% full power circuit watts) | Single Stage Dimming | 4100920001050 | 92
92 | Indal WRTL Exterior Lighting Ltd | LED Street Lights | White High Power LED System | Luma 2, 120 LED & 12000 Lumen Package (Dimmed 75% full power circuit watts) | Single Stage Dimming | 4100920001075 | 92
92 | Indal WRTL Exterior Lighting Ltd | LED Street Lights | White High Power LED System | Luma 2, 120 LED & 12000 Lumen Package | Non Dimmed | 4100920001100 | 92
92 | Philips Lighting | LED Street Lights |  | Selenium LED 7400 Lumens 4000K Neutral White BGP340 92S 640 | Non Dimmed | 4100920002100 | 91
92 | OrangeTek | LED Street Lights |  | TerraLED 96 (51% dimmed circuit watts) | Single Stage Dimming | 4100920003051 | 92
92 | OrangeTek | LED Street Lights |  | TerraLED 96 (70% dimmed circuit watts) | Single Stage Dimming | 4100920003070 | 92
92 | OrangeTek | LED Street Lights |  | TerraLED 96 | Non Dimmed | 4100920003100 | 92
92 | Thorn Lighting | LED Street Lights |  | R-PEC LED Module, 84 LED's @350mA R2L2 M 84L35 | Non Dimmed | 4100920004100 | 92
92 | LED Roadway Lighting | LED Street Lights |  | NXT-48 92W | Non Dimmed | 4100920005100 | 94
92 | GE Hungary Kft | LED Street Lights |  | SP H/1/F/B/9240/A/ST/C1/N/P76/R7035 (62% Dimmed Circuit Watts) | Single Stage Dimming | 4100920006062 | 90
92 | GE Hungary Kft | LED Street Lights |  | SP H/1/F/B/92/40/A/ST/C1/N/P76/R7035 (69% Dimmed Circuit Watts) | Single Stage Dimming | 4100920006069 | 90
92 | GE Hungary Kft | LED Street Lights |  | SP H/1/F/B/92/40/A/ST/C1/N/P76/R7035 (76% Dimmed Circuit Watts) | Single Stage Dimming | 4100920006076 | 90
92 | GE Hungary Kft | LED Street Lights |  | SP H/1/F/B/9240/A/ST/C1/N/P76/R7035 | Non Dimmed | 4100920006100 | 90
92 | LED Roadway Lighting | LED Street Lights |  | NXT-48 92W CLO (70% dimmed circuit watts) | Single Stage Dimming | 4100920007070 | 90
92 | LED Roadway Lighting | LED Street Lights |  | NXT-48 92W CLO (76% Dimmed Circuit Watts) | Single Stage Dimming | 4100920007076 | 90
92 | LED Roadway Lighting | LED Street Lights |  | NXT-48 92W CLO | Non Dimmed | 4100920007100 | 90
92 | LG | LED Street Lights |  | S90xx0yyzBA 92W 700mA (18% Dimmed Circuit Watts) | Single Stage Dimming | 4100920008018 | 87
92 | LG | LED Street Lights |  | S90xx0yyzBA 92W 700mA (28% Dimmed Circuit Watts) | Single Stage Dimming | 4100920008028 | 87
92 | LG | LED Street Lights |  | S90xx0yyzBA 92W 700mA (37% Dimmed Circuit Watts) | Single Stage Dimming | 4100920008037 | 87
92 | LG | LED Street Lights |  | S90xx0yyzBA 92W 700mA (46% Dimmed Circuit Watts) | Single Stage Dimming | 4100920008046 | 87
92 | LG | LED Street Lights |  | S90xx0yyzBA 92W 700mA (56% Dimmed Circuit Watts) | Single Stage Dimming | 4100920008056 | 87
92 | LG | LED Street Lights |  | S90xx0yyzBA 92W 700mA (67% Dimmed Circuit Watts) | Single Stage Dimming | 4100920008067 | 87
92 | LG | LED Street Lights |  | S90xx0yyzBA 92W 700mA (76% Dimmed Circuit Watts) | Single Stage Dimming | 4100920008076 | 87
92 | LG | LED Street Lights |  | S90xx0yyzBA 92W 700mA (87% Dimmed Circuit Watts) | Single Stage Dimming | 4100920008087 | 87
92 | LG | LED Street Lights |  | S90xx0yyzBA 92W 700mA | Non Dimmed | 4100920008100 | 87
92 | GE Hungary Kft | LED Street Lights |  | SP L/1/F/B/92/40/D/SP/C1/P/P76/R7035 (52% Dimmed Circuit Watts) | Single Stage Dimming | 4100920009052 | 90
92 | GE Hungary Kft | LED Street Lights |  | SP L/1/F/B/92/40/D/SP/C1/P/P76/R7035 | Non Dimmed | 4100920009100 | 90
92 | Holophane Europe ltd | LED Street Lights |  | VMX.V4 64 LED Street Lighting Luminaire (525 mA) CLO (80%) (52% Dimmed Circuit Watts - 50% Dimmed Drive Current) | Single Stage Dimming | 4100920010052 | 92
92 | Holophane Europe ltd | LED Street Lights |  | VMX.V4 64 LED Street Lighting Luminaire (525 mA) CLO (80%) (61% Dimmed Circuit Watts - 60% Dimmed Drive Current) | Single Stage Dimming | 4100920010061 | 92
92 | Holophane Europe ltd | LED Street Lights |  | VMX.V4 64 LED Street Lighting Luminaire (525 mA) CLO (80%) (71% Dimmed Circuit Watts - 70% Dimmed Drive Current) | Single Stage Dimming | 4100920010071 | 92
92 | Holophane Europe ltd | LED Street Lights |  | VMX.V4 64 LED Street Lighting Luminaire (525 mA) CLO (80%) | Non Dimmed | 4100920010100 | 92
92 | CU Phosco Lighting | LED Street Lights |  | P851-12-*-***-NW-*0650-CLO-PHSB3 | Non Dimmed | 4100920011100 | 92
92 | Holophane Europe ltd | LED Street Lights |  | FTS 30 LED Street Lighting Luminaire (1050mA) CLO (80%) (52% Dimmed Circuit Watts - 50% Dimmed Drive Current) | Single Stage Dimming | 4100920012052 | 92
92 | Holophane Europe ltd | LED Street Lights |  | FTS 30 LED Street Lighting Luminaire (1050mA) CLO (80%) (62% Dimmed Circuit Watts - 60% Dimmed Drive Current) | Single Stage Dimming | 4100920012062 | 92
92 | Holophane Europe ltd | LED Street Lights |  | FTS 30 LED Street Lighting Luminaire (1050mA) CLO (80%) (72% Dimmed Circuit Watts - 70% Dimmed Drive Current) | Single Stage Dimming | 4100920012072 | 92
92 | Holophane Europe ltd | LED Street Lights |  | FTS 30 LED Street Lighting Luminaire (1050mA) CLO (80%) | Non Dimmed | 4100920012100 | 92
92 | Holophane Europe ltd | LED Street Lights |  | FTR 60LED Street Lighting Luminaire (525 mA) CLO (80%) (52% Dimmed Circuit Watts - 50% Dimmed Drive Current) | Single Stage Dimming | 4100920013052 | 92
92 | Holophane Europe ltd | LED Street Lights |  | FTR 60LED Street Lighting Luminaire (525 mA) CLO (80%) (61% Dimmed Circuit Watts - 60% Dimmed Drive Current) | Single Stage Dimming | 4100920013061 | 92
92 | Holophane Europe ltd | LED Street Lights |  | FTR 60LED Street Lighting Luminaire (525 mA) CLO (80%) (71% Dimmed Circuit Watts - 70% Dimmed Drive Current) | Single Stage Dimming | 4100920013071 | 92
92 | Holophane Europe ltd | LED Street Lights |  | FTR 60LED Street Lighting Luminaire (525 mA) CLO (80%) | Non Dimmed | 4100920013100 | 92
92 | CU Phosco Lighting | LED Street Lights |  | P853-32-**-NW-*950mA-CLO | Non Dimmed | 4100920014100 | 92
92 | Thorn Lighting | LED Street Lights |  | RPEC-Module 84L35 (52% Dimmed Circuit Watts) | Single Stage Dimming | 4100920998052 | 92
92 | Thorn Lighting | LED Street Lights |  | RPEC-Module 84L35 (80% Dimmed Circuit Watts) | Single Stage Dimming | 4100920998080 | 92
92 | Thorn Lighting | LED Street Lights |  | RPEC-Module 84L35 | Non Dimmed | 4100920998100 | 92
92 | Philips WRTL | LED Street Lights |  | Luma 1A Cool White 14KLm, Neutral White13KLm 80 LED, Luma 2A Neutral White 12.5KLm 60 LED, Luma 3A Neutral White 13.5KLm 120 LED Constant Flux | Non Dimmed | 4100920999100 | 92
92 | Philips WRTL | LED Street Lights | MLSD-Approved | Luma 1A Cool White 14KLm, Neutral White13KLm 80 LED, Luma 2A Neutral White 12.5KLm 60 LED, Luma 3A Neutral White 13.5KLm 120 LED Constant Flux | Non Dimmed | 4100926999100 | 92
93 | Low Energy Designs Ltd | LED Street Lights |  | SunBURST 8 (60% Dimmed Circuit Watts) | Single Stage Dimming | 4100930000060 | 93
93 | Low Energy Designs Ltd | LED Street Lights | SunBURST 8 | SunBURST 8 Full Power | Non Dimmed | 4100930000100 | 93
93 | Indal WRTL Exterior Lighting Ltd | LED Street Lights | White High Power LED System | Luma 3, 120 LED & 12000 Lumen Package (Dimmed 49% full power circuit watts) | Single Stage Dimming | 4100930001049 | 93
93 | Indal WRTL Exterior Lighting Ltd | LED Street Lights | White High Power LED System | Luma 3, 120 LED & 12000 Lumen Package (Dimmed 74% full power circuit watts) | Single Stage Dimming | 4100930001074 | 93
93 | Indal WRTL Exterior Lighting Ltd | LED Street Lights | White High Power LED System | Luma 3, 120 LED & 12000 Lumen Package | Non Dimmed | 4100930001100 | 93
93 | CU Phosco Lighting | LED Street Lights |  | P851-8 B 1000mA 93W CLO | Non Dimmed | 4100930002100 | 93
93 | iGuzzini Illuminazione (UK) Ltd | LED Street Lights | 104W P1-51%: BH58 | WOW big Profile 1 - 350mA (51% dimmed circuit watts) | Single Stage Dimming | 4100930003051 | 107
93 | iGuzzini Illuminazione (UK) Ltd | LED Street Lights | 104W P1-71%: BH58 | WOW big Profile 1 - 350mA (71% dimmed circuit watts) | Single Stage Dimming | 4100930003071 | 107
93 | iGuzzini Illuminazione (UK) Ltd | LED Street Lights | 104W P1-100%: BH58 | WOW big Profile 1 - 350mA | Non Dimmed | 4100930003100 | 107
93 | LightSense | LED Street Lights |  | LLS-5080-STR6 | Non Dimmed | 4100930004100 | 96
93 | CREE Lighting | LED Street Lights | CREE LEDway Road 80 LED unit | 80 LED CREE LEDway Road driven at 350mA | Non Dimmed | 4100930005100 | 93
93 | Holophane Europe ltd | LED Street Lights |  | VMX.V6 96 LED Street Lighting Luminaire (350 mA) CLO (90%) (52% Dimmed Circuit Watts - 50% Dimmed Drive Current) | Single Stage Dimming | 4100930006052 | 93
93 | Holophane Europe ltd | LED Street Lights |  | VMX.V6 96 LED Street Lighting Luminaire (350 mA) CLO (90%) (61% Dimmed Circuit Watts - 60% Dimmed Drive Current) | Single Stage Dimming | 4100930006061 | 93
93 | Holophane Europe ltd | LED Street Lights |  | VMX.V6 96 LED Street Lighting Luminaire (350 mA) CLO (90%) (70% Dimmed Circuit Watts - 70% Dimmed Drive Current) | Single Stage Dimming | 4100930006070 | 93
93 | Holophane Europe ltd | LED Street Lights |  | VMX.V6 96 LED Street Lighting Luminaire (350 mA) CLO (90%) | Non Dimmed | 4100930006100 | 93
93 | Holophane Europe ltd | LED Street Lights |  | VMX.V2 32 LED Street Lighting Luminaire (1000 mA) CLO (80%) (52% Dimmed Circuit Watts - 50% Dimmed Drive Current) | Single Stage Dimming | 4100930007052 | 93
93 | Holophane Europe ltd | LED Street Lights |  | VMX.V2 32 LED Street Lighting Luminaire (1000 mA) CLO (80%) (61% Dimmed Circuit Watts - 60% Dimmed Drive Current) | Single Stage Dimming | 4100930007061 | 93
93 | Holophane Europe ltd | LED Street Lights |  | VMX.V2 32 LED Street Lighting Luminaire (1000 mA) CLO (80%) (71% Dimmed Circuit Watts - 70% Dimmed Drive Current) | Single Stage Dimming | 4100930007071 | 93
93 | Holophane Europe ltd | LED Street Lights |  | VMX.V2 32 LED Street Lighting Luminaire (1000 mA) CLO (80%) | Non Dimmed | 4100930007100 | 93
93 | Urbis Schréder | LED Street Lights |  | 48 LED 660mA DDP2 CLO (51% Dimmed Circuit Watts) | Single Stage Dimming | 4100930008051 | 93
93 | Urbis Schréder | LED Street Lights |  | 48 LED 660mA DDP2 CLO (74% Dimmed Circuit Watts) | Single Stage Dimming | 4100930008074 | 93
93 | Urbis Schréder | LED Street Lights |  | 48 LED 660mA DDP2 CLO | Non Dimmed | 4100930008100 | 93
93 | Lite-On Technology Corporation | LED Street Lights |  | PA2-60H-530_BOL CLO (90%) | Non Dimmed | 4100930009100 | 93
93 | Urbis Schreder | LED Street Lights |  | 32 LED 960mA DDP1 CLO (51% Dimmed Circuit Watts) | Single Stage Dimming | 4100930010051 | 93
93 | Urbis Schreder | LED Street Lights |  | 32 LED 960mA DDP1 CLO (74% Dimmed Circuit Watts) | Single Stage Dimming | 4100930010074 | 93
93 | Urbis Schreder | LED Street Lights |  | 32 LED 960mA DDP1 CLO | Non Dimmed | 4100930010100 | 93
93 | Thorn Lighting | LED Street Lights |  | Thorn LED Module 93W | Non Dimmed | 4100930998100 | 93
93 | Philips WRTL | LED Street Lights |  | Luma 2A Cool White 13.5KLm 60LED, Neutral White 13.5KLm 120 LED, Luma 3A Neutral White 13.5KLm 100 LED Constant Flux | Non Dimmed | 4100930999100 | 93
93 | CU Phosco Lighting | LED Street Lights | MLSD-Approved | P851-8 B 1000mA 93W CLO | Non Dimmed | 4100936000100 | 93
94 | Urbis Schréder | LED Street Lights |  | 80 LED HS3 Module | Non Dimmed | 4100940000100 | 94
94 | CU Phosco RUUD Lighting | LED Street Lights | 40D LED MINOR ROAD LUMINAIRE | Ledway RoadL*D***04D Code = Product description (must be LXD or LYD), optic type (any), mounting (any), number of LEDs (must be 04 actually = 40 LEDs), Type of LED (must be D), colour (any). | Non Dimmed | 4100940001100 | 93
94 | Urbis Schréder | LED Street Lights |  | 64 500mA LF Module V5 CLO (50% dimmed circuit watts) | Single Stage Dimming | 4100940002050 | 94
94 | Urbis Schréder | LED Street Lights |  | 64 500mA LF Module V5 CLO (74% dimmed circuit watts) | Single Stage Dimming | 4100940002074 | 94
94 | Urbis Schréder | LED Street Lights |  | 64 500mA LF Module V5 CLO | Non Dimmed | 4100940002100 | 94
94 | CU Phosco Lighting | LED Street Lights |  | P510-2X9LED-740NW-450mA-CLO | Non Dimmed | 4100940003100 | 94
94 | GE Hungary Kft | LED Street Lights |  | ODYS/3/94 | Non Dimmed | 4100940004100 | 93
94 | Urbis Schréder | LED Street Lights |  | 32 LED 960mA ADP1 CLO (50% Dimmed Circuit Watts) | Single Stage Dimming | 4100940005050 | 94
94 | Urbis Schréder | LED Street Lights |  | 32 LED 960mA ADP1 CLO (74% Dimmed Circuit Watts) | Single Stage Dimming | 4100940005074 | 94
94 | Urbis Schréder | LED Street Lights |  | 32 LED 960mA ADP1 CLO | Non Dimmed | 4100940005100 | 94
94 | Urbis Schréder | LED Street Lights |  | 48 LED 660mA ADP1 CLO (51% Dimmed Circuit Watts) | Single Stage Dimming | 4100940006051 | 94
94 | Urbis Schréder | LED Street Lights |  | 48 LED 660mA ADP1 CLO (76% Dimmed Circuit Watts) | Single Stage Dimming | 4100940006076 | 94
94 | Urbis Schréder | LED Street Lights |  | 48 LED 660mA ADP1 CLO | Non Dimmed | 4100940006100 | 94
94 | Thorn Lighting | LED Street Lights |  | Thorn LED Module 94W | Non Dimmed | 4100940998100 | 94
94 | Philips WRTL | LED Street Lights |  | Luma 3A Cool White 19KLm 140 LED Constant Flux | Non Dimmed | 4100940999100 | 94
94 | Philips WRTL | LED Street Lights | MLSD-Approved | Luma 3A Cool White 19KLm 140 LED Constant Flux | Non Dimmed | 4100946999100 | 94
95 | TRT Lighting | LED Street Lights |  | Aspect 3 95W (53% Dimmed Circuit Watts) | Single Stage Dimming | 4100950000053 | 95
95 | TRT Lighting | LED Street Lights |  | Aspect 3 95W (72% Dimmed Circuit Watts) | Single Stage Dimming | 4100950000072 | 95
95 | TRT Lighting | LED Street Lights |  | Aspect 3 95W | Non Dimmed | 4100950000100 | 95
95 | CU Phosco Lighting | LED Street Lights |  | P851-12 B 650mA 95W | Non Dimmed | 4100950001100 | 95
95 | CU Phosco Lighting | LED Street Lights |  | P851-12 B 700mA 95W CLO | Non Dimmed | 4100950002100 | 95
95 | Way Forward Technologies | LED Street Lights | Street Lighting | WFT-SL-1-95 | Non Dimmed | 4100950003100 | 93
95 | Urbis Schréder | LED Street Lights |  | 48 LED 700mA Module V5 CLO (52% dimmed circuit watts) | Single Stage Dimming | 4100950004052 | 95
95 | Urbis Schréder | LED Street Lights |  | 48 LED 700mA Module V5 CLO (76% dimmed circuit watts) | Single Stage Dimming | 4100950004076 | 95
95 | Urbis Schréder | LED Street Lights |  | 48 LED 700mA Module V5 CLO | Non Dimmed | 4100950004100 | 95
95 | Holophane Europe ltd | LED Street Lights |  | VMX.V3 48 LED Street Lighting Luminaire (700 mA) CLO (80%) (52% Dimmed Circuit Watts - 50% Dimmed Drive Current) | Single Stage Dimming | 4100950005052 | 95
95 | Holophane Europe ltd | LED Street Lights |  | VMX.V3 48 LED Street Lighting Luminaire (700 mA) CLO (80%) (61% Dimmed Circuit Watts - 60% Dimmed Drive Current) | Single Stage Dimming | 4100950005061 | 95
95 | Holophane Europe ltd | LED Street Lights |  | VMX.V3 48 LED Street Lighting Luminaire (700 mA) CLO (80%) (71% Dimmed Circuit Watts - 70% Dimmed Drive Current) | Single Stage Dimming | 4100950005071 | 95
95 | Holophane Europe ltd | LED Street Lights |  | VMX.V3 48 LED Street Lighting Luminaire (700 mA) CLO (80%) | Non Dimmed | 4100950005100 | 95
95 | ASD Lighting | LED Street Lights |  | HIGHWAY DIAMOND 44 LED 700mA (51% Dimmed Circuit Watts) | Single Stage Dimming | 4100950006051 | 96
95 | ASD Lighting | LED Street Lights |  | HIGHWAY DIAMOND 44 LED 700mA | Non Dimmed | 4100950006100 | 96
95 | NVC Lighting | LED Street Lights |  | NBF95/OP2/740, NBF95/OP3/740, NBF95/OP4/740, NBF95/OP5/740 (22% Dimmed Circuit Watts) | Single Stage Dimming | 4100950007022 | 95
95 | NVC Lighting | LED Street Lights |  | NBF95/OP2/740, NBF95/OP3/740, NBF95/OP4/740, NBF95/OP5/740 (40% Dimmed Circuit Watts) | Single Stage Dimming | 4100950007040 | 95
95 | NVC Lighting | LED Street Lights |  | NBF95/OP2/740, NBF95/OP3/740, NBF95/OP4/740, NBF95/OP5/740 (51% Dimmed Circuit Watts) | Single Stage Dimming | 4100950007051 | 95
95 | NVC Lighting | LED Street Lights |  | NBF95/OP2/740, NBF95/OP3/740, NBF95/OP4/740, NBF95/OP5/740 (59% Dimmed Circuit Watts) | Single Stage Dimming | 4100950007059 | 95
95 | NVC Lighting | LED Street Lights |  | NBF95/OP2/740, NBF95/OP3/740, NBF95/OP4/740, NBF95/OP5/740 (66% Dimmed Circuit Watts) | Single Stage Dimming | 4100950007066 | 95
95 | NVC Lighting | LED Street Lights |  | NBF95/OP2/740, NBF95/OP3/740, NBF95/OP4/740, NBF95/OP5/740 (74% Dimmed Circuit Watts) | Single Stage Dimming | 4100950007074 | 95
95 | NVC Lighting | LED Street Lights |  | NBF95/OP2/740, NBF95/OP3/740, NBF95/OP4/740, NBF95/OP5/740 (84% Dimmed Circuit Watts) | Single Stage Dimming | 4100950007084 | 95
95 | NVC Lighting | LED Street Lights |  | NBF95/OP2/740, NBF95/OP3/740, NBF95/OP4/740, NBF95/OP5/740 | Non Dimmed | 4100950007100 | 95
95 | Philips WRTL | LED Street Lights |  | Luma 1A Cool White 14.5KLm Constant Flux | Non Dimmed | 4100950999100 | 95
95 | CU Phosco Lighting | LED Street Lights | MLSD-Approved | P851-12 B 650mA 95W | Non Dimmed | 4100956001100 | 95
95 | CU Phosco Lighting | LED Street Lights | MLSD-Approved | P851-12 B 700mA 95W CLO | Non Dimmed | 4100956002100 | 95
96 | Philips Lighting | LED Street Lights |  | LEDGine 80 LED Green Line | Non Dimmed | 4100960000100 | 96
96 | Urbis Schréder | LED Street Lights |  | 82 LED HS3 Module | Non Dimmed | 4100960001100 | 96
96 | Gewiss UK | LED Street Lights |  | Street [O3] - GW87512 | Non Dimmed | 4100960002100 | 104
96 | Gewiss UK | LED Street Lights |  | Street [O3] - GW87503 / GW87513 | Non Dimmed | 4100960003100 | 104
96 | OrangeTek | LED Street Lights |  | TERRALED 96A | Non Dimmed | 4100960004100 | 105
96 | CU Phosco Lighting | LED Street Lights |  | P851-8 B 950mA 96W | Non Dimmed | 4100960005100 | 96
96 | Thorn Lighting | LED Street Lights |  | R-PEC LED Module, 60 LED's @500mA R2L2 M 60L50, Oxane L 60L50 (74% Dimmed Circuit Watts) | Single Stage Dimming | 4100960006074 | 96
96 | Thorn Lighting | LED Street Lights |  | R-PEC LED Module, 60 LED's @500mA R2L2 M 60L50, Oxane L 60L50 | Non Dimmed | 4100960006100 | 96
96 | Urbis Schréder | LED Street Lights |  | 64 LED 500mA LF RE Module CLO (50% dimmed circuit watts) | Single Stage Dimming | 4100960007050 | 96
96 | Urbis Schréder | LED Street Lights |  | 64 LED LF 500mA Mod V4 CLO (73% Dimmed Circuit Watts) | Single Stage Dimming | 4100960007073 | 96
96 | Urbis Schréder | LED Street Lights |  | 64 LED 500mA LF RE Module CLO | Non Dimmed | 4100960007100 | 96
96 | Holophane Europe ltd | LED Street Lights |  | FTS 30 LED Street Lighting Luminaire (1050mA) CLO (90%) (52% Dimmed Circuit Watts - 50% Dimmed Drive Current) | Single Stage Dimming | 4100960008052 | 96
96 | Holophane Europe ltd | LED Street Lights |  | FTS 30 LED Street Lighting Luminaire (1050mA) CLO (90%) (63% Dimmed Circuit Watts - 60% Dimmed Drive Current) | Single Stage Dimming | 4100960008063 | 96
96 | Holophane Europe ltd | LED Street Lights |  | FTS 30 LED Street Lighting Luminaire (1050mA) CLO (90%) (72% Dimmed Circuit Watts - 70% Dimmed Drive Current) | Single Stage Dimming | 4100960008072 | 96
96 | Holophane Europe ltd | LED Street Lights |  | FTS 30 LED Street Lighting Luminaire (1050mA) CLO (90%) | Non Dimmed | 4100960008100 | 96
96 | Holophane Europe ltd | LED Street Lights |  | VMX.V2 32 LED Street Lighting Luminaire (1000 mA) CLO (85%) | Non Dimmed | 4100960009100 | 96
96 | DW Windsor Ltd | LED Street Lights |  | 3LX2-113-15 LED Engine - 700mA CLO (28% Dimmed Circuit Watts) | Single Stage Dimming | 4100960010028 | 96
96 | DW Windsor Ltd | LED Street Lights |  | 3LX2-113-15 LED Engine - 700mA CLO (52% Dimmed Circuit Watts) | Single Stage Dimming | 4100960010052 | 96
96 | DW Windsor Ltd | LED Street Lights |  | 3LX2-113-15 LED Engine - 700mA CLO (71% Dimmed Circuit Watts) | Single Stage Dimming | 4100960010071 | 96
96 | DW Windsor Ltd | LED Street Lights |  | 3LX2-113-15 LED Engine - 700mA CLO (76% Dimmed Circuit Watts) | Single Stage Dimming | 4100960010076 | 96
96 | DW Windsor Ltd | LED Street Lights |  | 3LX2-113-15 LED Engine - 700mA CLO | Non Dimmed | 4100960010100 | 96
96 | CU Phosco Lighting | LED Street Lights |  | P853-32-**-NW-*1000mA-CLO | Non Dimmed | 4100960011100 | 96
96 | CU Phosco Lighting | LED Street Lights |  | P853-32-**-NW-*950mA | Non Dimmed | 4100960012100 | 96
96 | Vizulo Ltd | LED Street Lights |  | Stork, Stork Little Brother: 48 LEDs (OC driver) (15% Dimmed Circuit Watts) | Single Stage Dimming | 4100960013015 | 96
96 | Vizulo Ltd | LED Street Lights |  | Stork, Stork Little Brother: 48 LEDs (OC driver) (33% Dimmed Circuit Watts) | Single Stage Dimming | 4100960013033 | 96
96 | Vizulo Ltd | LED Street Lights |  | Stork, Stork Little Brother: 48 LEDs (OC driver) (41% Dimmed Circuit Watts) | Single Stage Dimming | 4100960013041 | 96
96 | Vizulo Ltd | LED Street Lights |  | Stork, Stork Little Brother: 48 LEDs (OC driver) (48% Dimmed Circuit Watts) | Single Stage Dimming | 4100960013048 | 96
96 | Vizulo Ltd | LED Street Lights |  | Stork, Stork Little Brother: 48 LEDs (OC driver) (55% Dimmed Circuit Watts) | Single Stage Dimming | 4100960013055 | 96
96 | Vizulo Ltd | LED Street Lights |  | Stork, Stork Little Brother: 48 LEDs (OC driver) (63% Dimmed Circuit Watts) | Single Stage Dimming | 4100960013063 | 96
96 | Vizulo Ltd | LED Street Lights |  | Stork, Stork Little Brother: 48 LEDs (OC driver) (70% Dimmed Circuit Watts) | Single Stage Dimming | 4100960013070 | 96
96 | Vizulo Ltd | LED Street Lights |  | Stork, Stork Little Brother: 48 LEDs (OC driver) (78% Dimmed Circuit Watts) | Single Stage Dimming | 4100960013078 | 96
96 | Vizulo Ltd | LED Street Lights |  | Stork, Stork Little Brother: 48 LEDs (OC driver) (85% Dimmed Circuit Watts) | Single Stage Dimming | 4100960013085 | 96
96 | Vizulo Ltd | LED Street Lights |  | Stork, Stork Little Brother: 48 LEDs (OC driver) (93% Dimmed Circuit Watts) | Single Stage Dimming | 4100960013093 | 96
96 | Vizulo Ltd | LED Street Lights |  | Stork, Stork Little Brother: 48 LEDs (OC driver) | Non Dimmed | 4100960013100 | 96
96 | Urbis Schreder | LED Street Lights |  | 40 LED 760mA DDP1 (50% Dimmed Circuit Watts) | Single Stage Dimming | 4100960014050 | 96
96 | Urbis Schreder | LED Street Lights |  | 40 LED 760mA DDP1 (75% Dimmed Circuit Watts) | Single Stage Dimming | 4100960014075 | 96
96 | Urbis Schreder | LED Street Lights |  | 40 LED 760mA DDP1 | Non Dimmed | 4100960014100 | 96
96 | Venture Lighting | LED Street Lights |  | ENG014 - 96W Westminster Engine, 9430lm, 7 LED, 740, PN (43% Dimmed Circuit Watts) | Single Stage Dimming | 4100960015043 | 93
96 | Venture Lighting | LED Street Lights |  | ENG014 - 96W Westminster Engine, 9430lm, 7 LED, 740, PN (51% Dimmed Circuit Watts) | Single Stage Dimming | 4100960015051 | 93
96 | Venture Lighting | LED Street Lights |  | ENG014 - 96W Westminster Engine, 9430lm, 7 LED, 740, PN (65% Dimmed Circuit Watts) | Single Stage Dimming | 4100960015065 | 93
96 | Venture Lighting | LED Street Lights |  | ENG014 - 96W Westminster Engine, 9430lm, 7 LED, 740, PN (75% Dimmed Circuit Watts) | Single Stage Dimming | 4100960015075 | 93
96 | Venture Lighting | LED Street Lights |  | ENG014 - 96W Westminster Engine, 9430lm, 7 LED, 740, PN (85% Dimmed Circuit Watts) | Single Stage Dimming | 4100960015085 | 93
96 | Venture Lighting | LED Street Lights |  | ENG014 - 96W Westminster Engine, 9430lm, 7 LED, 740, PN | Non Dimmed | 4100960015100 | 93
96 | Thorn Lighting | LED Street Lights |  | RPEC-Module 96L35 CLO (50% Dimmed Circuit Watts) | Single Stage Dimming | 4100960998050 | 96
96 | Thorn Lighting | LED Street Lights |  | RPEC-Module 96L35 CLO | Non Dimmed | 4100960998100 | 96
96 | Philips WRTL | LED Street Lights |  | Luma 1A Neutral White 13.5KLm 80 LED, Luma 2A Cool White 15KLm, Luma 3A Neutral White 14KLm 100 LED Neutral White 13.5KLm 120 LED Constant Flux | Non Dimmed | 4100960999100 | 96
97 | GE | LED Street Lights |  | GE R250 - Modular Roadway R250 Double/ASY3/97/43 (43% Dimmed Circuit Watts | Single Stage Dimming | 4100970000043 | 98
97 | GE | LED Street Lights |  | GE R250 - Modular Roadway R250 Double/ASY3/97/43 | Non Dimmed | 4100970000100 | 98
97 | Philips Lighting | LED Street Lights |  | LEDGine 2.2 Jan 2013 Grn117 740 Neutral White, Grn125 657 Cool White | Non Dimmed | 4100970001100 | 97
97 | Thorn Lighting | LED Street Lights |  | OXANE L 97W | Non Dimmed | 4100970002100 | 96
97 | Urbis Schréder | LED Street Lights |  | 48LED LF700mA Module V4 CLO (51% dimmed circuit watts) | Single Stage Dimming | 4100970004051 | 97
97 | Urbis Schréder | LED Street Lights |  | 48 LED LF 700mA Module V4 CLO (75% Dimmed Circuit Watts) | Single Stage Dimming | 4100970004075 | 97
97 | Urbis Schréder | LED Street Lights |  | 48LED LF700mA Module V4 CLO | Non Dimmed | 4100970004100 | 97
97 | CU Phosco Lighting | LED Street Lights |  | P851-12-*-***-NW-*0650-PHSB3 | Non Dimmed | 4100970005100 | 97
97 | CU Phosco Lighting | LED Street Lights |  | P855-40-**-NW-*200-CLO | Non Dimmed | 4100970006100 | 97
97 | Holophane Europe ltd | LED Street Lights |  | FTR 60LED Street Lighting Luminaire (525 mA) CLO (90%) (52% Dimmed Circuit Watts - 50% Dimmed Drive Current) | Single Stage Dimming | 4100970007052 | 97
97 | Holophane Europe ltd | LED Street Lights |  | FTR 60LED Street Lighting Luminaire (525 mA) CLO (90%) (61% Dimmed Circuit Watts - 60% Dimmed Drive Current) | Single Stage Dimming | 4100970007061 | 97
97 | Holophane Europe ltd | LED Street Lights |  | FTR 60LED Street Lighting Luminaire (525 mA) CLO (90%) (71% Dimmed Circuit Watts - 70% Dimmed Drive Current) | Single Stage Dimming | 4100970007071 | 97
97 | Holophane Europe ltd | LED Street Lights |  | FTR 60LED Street Lighting Luminaire (525 mA) CLO (90%) | Non Dimmed | 4100970007100 | 97
97 | Philips WRTL | LED Street Lights |  | Luma 2A Cool White 14KLm 60LED, Neutral White 13KLm 60 LED, Neutral White 14 KLm 120 LED, Luma 3A Cool White 18KLm 140 LED, Neutral White 14.5KLm 140 LED Constant Flux | Non Dimmed | 4100970999100 | 97
98 | Urbis Schréder | LED Street Lights |  | 84 LED HS3 Module | Non Dimmed | 4100980000100 | 98
98 | Thorn-Europhane | LED Street Lights | INDRA 98W : LED streetlighting luminaire | INDRA 98W | Non Dimmed | 4100980001100 | 94
98 | LSII Europe | LED Street Lights |  | XRS3 * LED 63 450 CW UE/XENM3 PT * LED 63 450 CW UE/XENM3 SA * LED 63 450 CW UE/XLXM3 PT * LED 63 450 CW UE/XAS3 * LED 63 450 CW UE/XINM3 PT ** LED 63 450 CW UE/XINM3 SA * LED 63 450 CW UE | Non Dimmed | 4100980002100 | 100
98 | Indal WRTL Exterior Lighting Ltd | LED Street Lights | White High Power LED System | Luma 3, 140 LED & 13000 Lumen Package (Dimmed 50% full power circuit watts) | Single Stage Dimming | 4100980005050 | 98
98 | Indal WRTL Exterior Lighting Ltd | LED Street Lights | White High Power LED System | Luma 3, 140 LED & 13000 Lumen Package (Dimmed 74% full power circuit watts) | Single Stage Dimming | 4100980005074 | 98
98 | Indal WRTL Exterior Lighting Ltd | LED Street Lights | White High Power LED System | Luma 3, 140 LED & 13000 Lumen Package | Non Dimmed | 4100980005100 | 98
98 | iGuzzini Illuminazione (UK) Ltd | LED Street Lights | 96W P1.53%: BH43 and 98W P1.53%: BH65 | Wow large Profile 1 - 380mA (53% dimmed circuit watts) | Single Stage Dimming | 4100980007053 | 101
98 | iGuzzini Illuminazione (UK) Ltd | LED Street Lights | 96W P1.70%: BH43 and 98W P1.70%: BH65 | Wow large Profile 1 - 380mA (70% dimmed circuit watts) | Single Stage Dimming | 4100980007070 | 101
98 | iGuzzini Illuminazione (UK) Ltd | LED Street Lights | 96W P1.100%: BH43 and 98W P1.100%: BH65 | Wow large Profile 1 - 380mA | Non Dimmed | 4100980007100 | 101
98 | Holophane Europe ltd | LED Street Lights |  | VMX.V6 96 LED Street Lighting Luminaire (350 mA) (51% Dimmed Circuit Watts - 50% Dimmed Drive Current) | Single Stage Dimming | 4100980008051 | 98
98 | Holophane Europe ltd | LED Street Lights |  | VMX.V6 96 LED Street Lighting Luminaire (350 mA) (60% Dimmed Circuit Watts - 60% Dimmed Drive Current) | Single Stage Dimming | 4100980008060 | 98
98 | Holophane Europe ltd | LED Street Lights |  | VMX.V6 96 LED Street Lighting Luminaire (350 mA) (70% Dimmed Circuit Watts - 70% Dimmed Drive Current) | Single Stage Dimming | 4100980008070 | 98
98 | Holophane Europe ltd | LED Street Lights |  | VMX.V6 96 LED Street Lighting Luminaire (350 mA) (76% Dimmed Circuit Watts - 75% Dimmed Drive Current) | Single Stage Dimming | 4100980008076 | 98
98 | Holophane Europe ltd | LED Street Lights |  | VMX.V6 96 LED Street Lighting Luminaire (350 mA) | Non Dimmed | 4100980008100 | 98
98 | Holophane Europe ltd | LED Street Lights |  | VMX.V4 64 LED Street Lighting Luminaire (525 mA) CLO (90%) (51% Dimmed Circuit Watts - 50% Dimmed Drive Current) | Single Stage Dimming | 4100980009051 | 98
98 | Holophane Europe ltd | LED Street Lights |  | VMX.V4 64 LED Street Lighting Luminaire (525 mA) CLO (90%) (60% Dimmed Circuit Watts - 60% Dimmed Drive Current) | Single Stage Dimming | 4100980009060 | 98
98 | Holophane Europe ltd | LED Street Lights |  | VMX.V4 64 LED Street Lighting Luminaire (525 mA) CLO (90%) (70% Dimmed Circuit Watts - 70% Dimmed Drive Current) | Single Stage Dimming | 4100980009070 | 98
98 | Holophane Europe ltd | LED Street Lights |  | VMX.V4 64 LED Street Lighting Luminaire (525 mA) CLO (90%) | Non Dimmed | 4100980009100 | 98
98 | OrangeTek | LED Street Lights |  | ARIALED90T (51% Dimmed Circuit Watts) | Single Stage Dimming | 4100980010051 | 98
98 | OrangeTek | LED Street Lights |  | ARIALED90 T (70% Dimmed Circuit Watts) | Single Stage Dimming | 4100980010070 | 98
98 | OrangeTek | LED Street Lights |  | ARIALED90 T | Non Dimmed | 4100980010100 | 98
98 | CU Phosco Lighting | LED Street Lights |  | P853-64-**-NW-*500mA-CLO | Non Dimmed | 4100980011100 | 98
98 | Lite-On Technology Corporation | LED Street Lights |  | PA2-60H-530 (37% Dimmed Circuit Watts) | Single Stage Dimming | 4100980012037 | 98
98 | Lite-On Technology Corporation | LED Street Lights |  | PA2-60H-530 (41% Dimmed Circuit Watts) | Single Stage Dimming | 4100980012041 | 98
98 | Lite-On Technology Corporation | LED Street Lights |  | PA2-60H-530 (46% Dimmed Circuit Watts) | Single Stage Dimming | 4100980012046 | 98
98 | Lite-On Technology Corporation | LED Street Lights |  | PA2-60H-530 (49% Dimmed Circuit Watts) | Single Stage Dimming | 4100980012049 | 98
98 | Lite-On Technology Corporation | LED Street Lights |  | PA2-60H-530 (54% Dimmed Circuit Watts) | Single Stage Dimming | 4100980012054 | 98
98 | Lite-On Technology Corporation | LED Street Lights |  | PA2-60H-530 (62% Dimmed Circuit Watts) | Single Stage Dimming | 4100980012062 | 98
98 | Lite-On Technology Corporation | LED Street Lights |  | PA2-60H-530 (63% Dimmed Circuit Watts) | Single Stage Dimming | 4100980012063 | 98
98 | Lite-On Technology Corporation | LED Street Lights |  | PA2-60H-530 (69% Dimmed Circuit Watts) | Single Stage Dimming | 4100980012069 | 98
98 | Lite-On Technology Corporation | LED Street Lights |  | PA2-60H-530 (70% Dimmed Circuit Watts) | Single Stage Dimming | 4100980012070 | 98
98 | Lite-On Technology Corporation | LED Street Lights |  | PA2-60H-530 (74% Dimmed Circuit Watts) | Single Stage Dimming | 4100980012074 | 98
98 | Lite-On Technology Corporation | LED Street Lights |  | PA2-60H-530 (77% Dimmed Circuit Watts) | Single Stage Dimming | 4100980012077 | 98
98 | Lite-On Technology Corporation | LED Street Lights |  | PA2-60H-530 (81% Dimmed Circuit Watts) | Single Stage Dimming | 4100980012081 | 98
98 | Lite-On Technology Corporation | LED Street Lights |  | PA2-60H-530 (90% Dimmed Circuit Watts) | Single Stage Dimming | 4100980012090 | 98
98 | Lite-On Technology Corporation | LED Street Lights |  | PA2-60H-530 | Non Dimmed | 4100980012100 | 98
98 | Urbis Schreder | LED Street Lights |  | 32 LED 960mA DDP1 (50% Dimmed Circuit Watts) | Single Stage Dimming | 4100980013050 | 98
98 | Urbis Schreder | LED Street Lights |  | 32 LED 960mA DDP1 (74% Dimmed Circuit Watts) | Single Stage Dimming | 4100980013074 | 98
98 | Urbis Schreder | LED Street Lights |  | 32 LED 960mA DDP1 | Non Dimmed | 4100980013100 | 98
98 | Thorn Lighting | LED Street Lights |  | Thorn LED Module 98W | Non Dimmed | 4100980998100 | 98
99 | Philips Lighting | LED Street Lights |  | LEDGine 56 LED Economy Line (Cool White 5600k) | Non Dimmed | 4100990000100 | 99
99 | OrangeTek | LED Street Lights |  | ARIALED 90 | Non Dimmed | 4100990001100 | 100
99 | OrangeTek | LED Street Lights |  | ARIALED 90Xi (51% dimmed circuit watts) | Single Stage Dimming | 4100990002051 | 99
99 | OrangeTek | LED Street Lights |  | ARIALED 90Xi (70% dimmed circuit watts) | Single Stage Dimming | 4100990002070 | 99
99 | OrangeTek | LED Street Lights |  | ARIALED 90Xi | Non Dimmed | 4100990002100 | 99
99 | Easy Energy Solution LTD | LED Street Lights |  | SL90 | Non Dimmed | 4100990003100 | 100
99 | LED Roadway Lighting | LED Street Lights |  | NXT-60 99W | Non Dimmed | 4100990004100 | 100
99 | LED Roadway Lighting | LED Street Lights |  | NXT-60 99W CLO (70% dimmed) | Single Stage Dimming | 4100990005070 | 96
99 | LED Roadway Lighting | LED Street Lights |  | NXT-60 99W CLO (76% Dimmed Circuit Watts) | Single Stage Dimming | 4100990005076 | 96
99 | LED Roadway Lighting | LED Street Lights |  | NXT-60 99W CLO | Non Dimmed | 4100990005100 | 96
99 | CU Phosco Lighting | LED Street Lights |  | P851-12-*-***-NW-*0700-CLO-PHSB3 | Non Dimmed | 4100990006100 | 99
99 | CU Phosco Lighting | LED Street Lights |  | P510-2X9LED-740NW-450mA | Non Dimmed | 4100990007100 | 99
99 | Holophane Europe ltd | LED Street Lights |  | VMX.V2 32 LED Street Lighting Luminaire (1000 mA) CLO (90%) (51% Dimmed Circuit Watts - 50% Dimmed Drive Current) | Single Stage Dimming | 4100990008051 | 99
99 | Holophane Europe ltd | LED Street Lights |  | VMX.V2 32 LED Street Lighting Luminaire (1000 mA) CLO (90%) (61% Dimmed Circuit Watts - 60% Dimmed Drive Current) | Single Stage Dimming | 4100990008061 | 99
99 | Holophane Europe ltd | LED Street Lights |  | VMX.V2 32 LED Street Lighting Luminaire (1000 mA) CLO (90%) (70% Dimmed Circuit Watts - 70% Dimmed Drive Current) | Single Stage Dimming | 4100990008070 | 99
99 | Holophane Europe ltd | LED Street Lights |  | VMX.V2 32 LED Street Lighting Luminaire (1000 mA) CLO (90%) | Non Dimmed | 4100990008100 | 99
99 | Philips WRTL | LED Street Lights |  | Luma 1A Cool White 15KLm, Luma 2A Cool White 15.5KLm, Luma 3A Cool White 20KLm 140 LED, Cool White 21KLm 180 LED, Neutral White 14.5KLm 100 LED Constant Flux | Non Dimmed | 4100990999100 | 99
99 | Philips WRTL | LED Street Lights | MLSD-Approved | Luma 1A Cool White 15KLm, Luma 2A Cool White 15.5KLm, Luma 3A Cool White 20KLm 140 LED, Cool White 21KLm 180 LED, Neutral White 14.5KLm 100 LED Constant Flux | Non Dimmed | 4100996999100 | 99
100 | Firefly LED Limited | LED Street Lights |  | Firefly LED SL-100 | Non Dimmed | 4101000000100 | 104
100 | MBRM PTY LTD | LED Street Lights |  | 100W Screentech MBRM LED Street Lights | Non Dimmed | 4101000001100 | 113
100 | LED Roadway Lighting | LED Street Lights |  | LED Streetlight Fixture (100 watts), Model S48S | Non Dimmed | 4101000002100 | 104
100 | CU Phosco RUUD Lighting | LED Street Lights | 80 LED Minor Road Luminaire | Edge Street L*S ** * 08C ** Code = Product description (must be LXS or LYS), optic type (any), mounting (any), number of LEDs (must be 08 actually = 80 LEDs), Type of LED (must be C), colour (any). | Non Dimmed | 4101000003100 | 94
100 | Urbis Schréder | LED Street Lights |  | 86 LED HS3 Module | Non Dimmed | 4101000004100 | 100
100 | Dialight | LED Street Lights |  | Street Sense L12598 | Non Dimmed | 4101000005100 | 98
100 | Advanced LEDS Ltd | LED Street Lights |  | CLIPPER 100W PH36 | Non Dimmed | 4101000006100 | 103
100 | Advanced LEDS Ltd | LED Street Lights |  | CLIPPER 100W EL36 | Non Dimmed | 4101000007100 | 103
100 | OrangeTek | LED Street Lights |  | ARIALED 90 350mA (50% dimmed circuit watts) | Single Stage Dimming | 4101000008050 | 100
100 | OrangeTek | LED Street Lights |  | ARIALED 90 350mA (70% dimmed circuit watts) | Single Stage Dimming | 4101000008070 | 100
100 | OrangeTek | LED Street Lights |  | ARIALED 90 350mA | Non Dimmed | 4101000008100 | 100
100 | Ark Lighting | LED Street Lights |  | ALUX-FL-100 | Non Dimmed | 4101000009100 | 89
100 | LED Roadway Lighting | LED Street Lights |  | Satellite Series 100W CLO Dimming Model S48S (51% dimmed circuit watts) | Single Stage Dimming | 4101000010051 | 88
100 | LED Roadway Lighting | LED Street Lights |  | Satellite Series 100W CLO Dimming Model S48S (75% dimmed circuit watts) | Single Stage Dimming | 4101000010075 | 88
100 | LED Roadway Lighting | LED Street Lights |  | Satellite Series 100W CLO Dimming Model S48S | Non Dimmed | 4101000010100 | 88
100 | CREE Lighting | LED Street Lights | CREE LEDway Road 60 LED unit | 60 LED CREE LEDway Road driven at 525mA | Non Dimmed | 4101000011100 | 100
100 | SolTex Global Ltd | LED Street Lights |  | 100W YZLD (44% dimmed circuit watts) | Single Stage Dimming | 4101000012044 | 100
100 | SolTex Global Ltd | LED Street Lights |  | 100W YZLD (63% dimmed circuit watts) | Single Stage Dimming | 4101000012063 | 100
100 | SolTex Global Ltd | LED Street Lights |  | 100W YZLD (82% dimmed circuit watts) | Single Stage Dimming | 4101000012082 | 100
100 | SolTex Global Ltd | LED Street Lights |  | 100W YZLD | Non Dimmed | 4101000012100 | 100
100 | DW Windsor Ltd | LED Street Lights |  | 2LX2-113-15 LED Engine - 1000mA (50% dimmed circuit watts) | Single Stage Dimming | 4101000013050 | 100
100 | DW Windsor Ltd | LED Street Lights |  | 2LX2-113-15 LED Engine - 1000mA (74% dimmed circuit watts) | Single Stage Dimming | 4101000013074 | 100
100 | DW Windsor Ltd | LED Street Lights |  | 2LX2-113-15 LED Engine - 1000mA | Non Dimmed | 4101000013100 | 100
100 | CREE Lighting | LED Street Lights |  | XSP IP66 T3EU 2 MOD 40K 101W ADJ FLD CL1 SV (26% Dimmed Circuit Watts) | Single Stage Dimming | 4101000014026 | 100
100 | CREE Lighting | LED Street Lights |  | XSP IP66 T3EU 2 MOD 40K 101W ADJ FLD CL1 SV (35% Dimmed Circuit Watts) | Single Stage Dimming | 4101000014035 | 100
100 | CREE Lighting | LED Street Lights |  | XSP IP66 T3EU 2 MOD 40K 101W ADJ FLD CL1 SV (46% Dimmed Circuit Watts) | Single Stage Dimming | 4101000014046 | 100
100 | CREE Lighting | LED Street Lights |  | XSP IP66 T3EU 2 MOD 40K 101W ADJ FLD CL1 SV (56% Dimmed Circuit Watts) | Single Stage Dimming | 4101000014056 | 100
100 | CREE Lighting | LED Street Lights |  | XSP IP66 T3EU 2 MOD 40K 101W ADJ FLD CL1 SV (65% Dimmed Circuit Watts) | Single Stage Dimming | 4101000014065 | 100
100 | CREE Lighting | LED Street Lights |  | XSP IP66 T3EU 2 MOD 40K 101W ADJ FLD CL1 SV (73% Dimmed Circuit Watts) | Single Stage Dimming | 4101000014073 | 100
100 | CREE Lighting | LED Street Lights |  | XSP IP66 T3EU 2 MOD 40K 101W ADJ FLD CL1 SV (83% Dimmed Circuit Watts) | Single Stage Dimming | 4101000014083 | 100
100 | CREE Lighting | LED Street Lights |  | XSP IP66 T3EU 2 MOD 40K 101W ADJ FLD CL1 SV (91% Dimmed Circuit Watts) | Single Stage Dimming | 4101000014091 | 100
100 | CREE Lighting | LED Street Lights |  | XSP IP66 T3EU 2 MOD 40K 101W ADJ FLD CL1 SV | Non Dimmed | 4101000014100 | 100
100 | TRT Lighting | LED Street Lights |  | Aspect 4 100W | Non Dimmed | 4101000015100 | 100
100 | Advanced LEDs Ltd | LED Street Lights |  | 100-5-9-CXL2-K2R-100-R12 (51% Dimmed Circuit Watts) | Single Stage Dimming | 4101000016051 | 102
100 | Advanced LEDs Ltd | LED Street Lights |  | 100-5-9-CXL2-K2R-100-R12 | Non Dimmed | 4101000016100 | 102
100 | LED Roadway Lighting | LED Street Lights |  | NXT-72 100W | Non Dimmed | 4101000017100 | 101
100 | ASD Lighting | LED Street Lights |  | HIGHWAY CRYSTAL 64 LED 500mA | Non Dimmed | 4101000019100 | 100
100 | Holophane Europe ltd | LED Street Lights |  | VMX.V3 48 LED Street Lighting Luminaire (700 mA) CLO (90%) (51% Dimmed Circuit Watts - 50% Dimmed Drive Current) | Single Stage Dimming | 4101000020051 | 100
100 | Holophane Europe ltd | LED Street Lights |  | VMX.V3 48 LED Street Lighting Luminaire (700 mA) CLO (90%) (61% Dimmed Circuit Watts - 60% Dimmed Drive Current) | Single Stage Dimming | 4101000020061 | 100
100 | Holophane Europe ltd | LED Street Lights |  | VMX.V3 48 LED Street Lighting Luminaire (700 mA) CLO (90%) (70% Dimmed Circuit Watts - 70% Dimmed Drive Current) | Single Stage Dimming | 4101000020070 | 100
100 | Holophane Europe ltd | LED Street Lights |  | VMX.V3 48 LED Street Lighting Luminaire (700 mA) CLO (90%) | Non Dimmed | 4101000020100 | 100
100 | Holophane Europe ltd | LED Street Lights |  | FTS 30 LED Street Lighting Luminaire (1050mA) (53% Dimmed Circuit Watts - 50% Dimmed Drive Current) | Single Stage Dimming | 4101000021053 | 100
100 | Holophane Europe ltd | LED Street Lights |  | FTS 30 LED Street Lighting Luminaire (1050mA) (63% Dimmed Circuit Watts - 60% Dimmed Drive Current) | Single Stage Dimming | 4101000021063 | 100
100 | Holophane Europe ltd | LED Street Lights |  | FTS 30 LED Street Lighting Luminaire (1050mA) (73% Dimmed Circuit Watts - 70% Dimmed Drive Current) | Single Stage Dimming | 4101000021073 | 100
100 | Holophane Europe ltd | LED Street Lights |  | FTS 30 LED Street Lighting Luminaire (1050mA) | Non Dimmed | 4101000021100 | 100
100 | CU Phosco Lighting | LED Street Lights |  | P853-64-**-NW-*500mA | Non Dimmed | 4101000022100 | 100
100 | DW Windsor Ltd | LED Street Lights |  | 2LX2-113-15 LED Engine V2 - 1000mA (27% Dimmed Circuit Watts) | Single Stage Dimming | 4101000023027 | 100
100 | DW Windsor Ltd | LED Street Lights |  | 2LX2-113-15 LED Engine V2 - 1000mA (50% Dimmed Circuit Watts) | Single Stage Dimming | 4101000023050 | 100
100 | DW Windsor Ltd | LED Street Lights |  | 2LX2-113-15 LED Engine V2 - 1000mA (70% Dimmed Circuit Watts) | Single Stage Dimming | 4101000023070 | 100
100 | DW Windsor Ltd | LED Street Lights |  | 2LX2-113-15 LED Engine V2 - 1000mA (75% Dimmed Circuit Watts) | Single Stage Dimming | 4101000023075 | 100
100 | DW Windsor Ltd | LED Street Lights |  | 2LX2-113-15 LED Engine V2 - 1000mA | Non Dimmed | 4101000023100 | 100
100 | Philips Lighting | LED Street Lights |  | UniStreet LED 120 | Non Dimmed | 4101000024100 | 100
100 | Holophane Europe ltd | LED Street Lights |  | VMX.V2 32LED (Lux Mz) Street Lighting Luminaire (250mA) (60% Dimmed Circuit Watts - 50% Dimmed Drive Current) | Single Stage Dimming | 4101000025060 | 100
100 | Holophane Europe ltd | LED Street Lights |  | VMX.V2 32LED (Lux Mz) Street Lighting Luminaire (250mA) (80% Dimmed Circuit Watts - 75% Dimmed Drive Current) | Single Stage Dimming | 4101000025080 | 100
100 | Holophane Europe ltd | LED Street Lights |  | VMX.V2 32LED (Lux Mz) Street Lighting Luminaire (250mA) | Non Dimmed | 4101000025100 | 100
100 | Graphene Lighting | LED Street Lights |  | STQA2-100 (49% Dimmed Circuit Watts) | Single Stage Dimming | 4101000026049 | 96
100 | Graphene Lighting | LED Street Lights |  | STQA2-100 (74% Dimmed Circuit Watts) | Single Stage Dimming | 4101000026074 | 96
100 | Graphene Lighting | LED Street Lights |  | STQA2-100 | Non Dimmed | 4101000026100 | 96
100 | LED Roadway Lighting | LED Street Lights |  | NXT-72 100W CLO | Non Dimmed | 4101000027100 | 98
100 | Thorn Lighting | LED Street Lights |  | Thorn LED Module 100W | Non Dimmed | 4101000998100 | 100
100 | Philips WRTL | LED Street Lights |  | Luma 1A Neutral White 14KLm 80 LED, Luma 3A Neutral White 15KLm 140 LED Constant Flux | Non Dimmed | 4101000999100 | 100
101 | Indal WRTL Exterior Lighting Ltd | LED Street Lights | White High Power LED System | Luma 2, 120 LED & 13000 Lumen Package (Dimmed 50% full power circuit watts) | Single Stage Dimming | 4101010000050 | 101
101 | Indal WRTL Exterior Lighting Ltd | LED Street Lights | White High Power LED System | Luma 2, 120 LED & 13000 Lumen Package (Dimmed 75% full power circuit watts) | Single Stage Dimming | 4101010000075 | 101
101 | Indal WRTL Exterior Lighting Ltd | LED Street Lights | White High Power LED System | Luma 2, 120 LED & 13000 Lumen Package | Non Dimmed | 4101010000100 | 101
101 | CU Phosco Lighting | LED Street Lights |  | P851-12 B 750mA 101W CLO | Non Dimmed | 4101010001100 | 101
101 | CU Phosco Lighting | LED Street Lights |  | P851-8 B 1000mA 101W | Non Dimmed | 4101010002100 | 101
101 | DW Windsor Ltd | LED Street Lights |  | 3LX2-113-15 LED Engine - 700mA (50% dimmed circuit watts) | Single Stage Dimming | 4101010003050 | 101
101 | DW Windsor Ltd | LED Street Lights |  | 3LX2-113-15 LED Engine - 700mA (71% dimmed circuit watts) | Single Stage Dimming | 4101010003071 | 101
101 | DW Windsor Ltd | LED Street Lights |  | 3LX2-113-15 LED Engine - 700mA | Non Dimmed | 4101010003100 | 101
101 | iGuzzini Illuminazione (UK) Ltd | LED Street Lights | 101W P1.52%: BH42 | Wow large Profile 1 - 390mA (52% dimmed circuit watts) | Single Stage Dimming | 4101010004052 | 104
101 | iGuzzini Illuminazione (UK) Ltd | LED Street Lights | 101W P1.70%: BH42 | Wow large Profile 1 - 390mA (70% dimmed circuit watts) | Single Stage Dimming | 4101010004070 | 104
101 | iGuzzini Illuminazione (UK) Ltd | LED Street Lights | 101W P1.100%: BH42 | Wow large Profile 1 - 390mA | Non Dimmed | 4101010004100 | 104
101 | CU Phosco Lighting | LED Street Lights |  | P853-32-**-NW-*1000mA | Non Dimmed | 4101010005100 | 101
101 | CREE Lighting | LED Street Lights |  | XSPC Series, E - Driver, Y1 (75% Dimmed Circuit Watts) | Single Stage Dimming | 4101010006075 | 101
101 | CREE Lighting | LED Street Lights |  | XSPC Series, E - Driver, Y1 | Non Dimmed | 4101010006100 | 101
101 | CREE Lighting | LED Street Lights |  | XSPC Series, E - Driver, Y2 (50% Dimmed Circuit Watts) | Single Stage Dimming | 4101010007050 | 101
101 | CREE Lighting | LED Street Lights |  | XSPC Series, E - Driver, Y2 | Non Dimmed | 4101010007100 | 101
101 | CREE Lighting | LED Street Lights |  | XSPC Series, E - Driver, Y3 (27% Dimmed Circuit Watts) | Single Stage Dimming | 4101010008027 | 101
101 | CREE Lighting | LED Street Lights |  | XSPC Series, E - Driver, Y3 | Non Dimmed | 4101010008100 | 101
101 | Philips WRTL | LED Street Lights |  | Luma 2A Cool White 14.5KLm, Neutral White 13.5KLm 60 LED, Neutral White 14.5KLm 120 LED Constant Flux | Non Dimmed | 4101010999100 | 101
101 | CU Phosco Lighting | LED Street Lights | MLSD-Approved | P851-12 B 750mA 101W CLO | Non Dimmed | 4101016001100 | 101
101 | Philips WRTL | LED Street Lights | MLSD-Approved | Luma 2A Cool White 14.5KLm, Neutral White 13.5KLm 60 LED, Neutral White 14.5KLm 120 LED Constant Flux | Non Dimmed | 4101016999100 | 101
102 | Urbis Schréder | LED Street Lights |  | 88 LED HS3 Module | Non Dimmed | 4101020000100 | 102
102 | Indal WRTL Exterior Lighting Ltd | LED Street Lights | White High Power LED System | Luma 2, 60 LED & 11000 Lumen Package (Dimmed 50% full power circuit watts) | Single Stage Dimming | 4101020001050 | 102
102 | Indal WRTL Exterior Lighting Ltd | LED Street Lights | White High Power LED System | Luma 2, 60 LED & 11000 Lumen Package (Dimmed 75% full power circuit watts) | Single Stage Dimming | 4101020001075 | 102
102 | Indal WRTL Exterior Lighting Ltd | LED Street Lights | White High Power LED System | Luma 2, 60 LED & 11000 Lumen Package | Non Dimmed | 4101020001100 | 102
102 | Urbis Schréder | LED Street Lights |  | 64 LED LF 500mA Module V4 (50% Dimmed Circuit Watts) | Single Stage Dimming | 4101020002050 | 102
102 | Urbis Schréder | LED Street Lights |  | 64 LED 500mA LF RE Module (67% Dimmed Circuit Watts) | Single Stage Dimming | 4101020002067 | 102
102 | Urbis Schréder | LED Street Lights |  | 64 LED 500mA LF Module V4 (73% dimmed circuit watts) | Single Stage Dimming | 4101020002073 | 102
102 | Urbis Schréder | LED Street Lights |  | 64 LED 500mA LF RE Module | Non Dimmed | 4101020002100 | 102
102 | Philips Lighting | LED Street Lights |  | LEDGine 2.2 Jan 2013 ECO113 740 Neutral White, ECO121 657 Cool White | Non Dimmed | 4101020003100 | 102
102 | CU Phosco Lighting | LED Street Lights |  | P851-12 B 700mA 102W | Non Dimmed | 4101020004100 | 103
102 | CU Phosco Lighting | LED Street Lights |  | P850 B 250mA 102W V2 | Non Dimmed | 4101020005100 | 102
102 | Urbis Schréder | LED Street Lights |  | 96 LED LF 350mA Module V4 CLO(53% dimmed circuit Watts) | Single Stage Dimming | 4101020006053 | 102
102 | Urbis Schréder | LED Street Lights |  | 96 LED LF 350mA Module V4 CLO(75% dimmed circuit Watts) | Single Stage Dimming | 4101020006075 | 102
102 | Urbis Schréder | LED Street Lights |  | 96 LED LF 350mA Module V4 CLO | Non Dimmed | 4101020006100 | 102
102 | Urbis Schréder | LED Street Lights |  | 96 LED 350 mA LF Module V5 CLO (54% dimmed circuit watts) | Single Stage Dimming | 4101020007054 | 102
102 | Urbis Schréder | LED Street Lights |  | 96 LED 350 mA LF Module V5 CLO (76% dimmed circuit watts) | Single Stage Dimming | 4101020007076 | 102
102 | Urbis Schréder | LED Street Lights |  | 96 LED 350 mA LF Module V5 CLO | Non Dimmed | 4101020007100 | 102
102 | OrangeTek | LED Street Lights |  | ARIALED110T (51% Dimmed Circuit Watts) | Single Stage Dimming | 4101020008051 | 102
102 | OrangeTek | LED Street Lights |  | ARIALED110 T (71% Dimmed Circuit Watts) | Single Stage Dimming | 4101020008071 | 102
102 | OrangeTek | LED Street Lights |  | ARIALED110 T | Non Dimmed | 4101020008100 | 102
102 | Holophane Europe ltd | LED Street Lights |  | VMX.V7 112 LED Street Lighting Luminaire (350 mA) CLO (70%) (54% Dimmed Circuit Watts - 50% Dimmed Drive Current) | Single Stage Dimming | 4101020009054 | 102
102 | Holophane Europe ltd | LED Street Lights |  | VMX.V7 112 LED Street Lighting Luminaire (350 mA) CLO (70%) (63% Dimmed Circuit Watts - 60% Dimmed Drive Current) | Single Stage Dimming | 4101020009063 | 102
102 | Holophane Europe ltd | LED Street Lights |  | VMX.V7 112 LED Street Lighting Luminaire (350 mA) CLO (70%) (73% Dimmed Circuit Watts - 70% Dimmed Drive Current) | Single Stage Dimming | 4101020009073 | 102
102 | Holophane Europe ltd | LED Street Lights |  | VMX.V7 112 LED Street Lighting Luminaire (350 mA) CLO (70%) | Non Dimmed | 4101020009100 | 102
102 | CU Phosco Lighting | LED Street Lights |  | P855-40-**-NW-*200 | Non Dimmed | 4101020010100 | 102
102 | DW Windsor Ltd | LED Street Lights |  | 3LX2-113-15 LED Engine - 700mA (27% Dimmed Circuit Watts) | Single Stage Dimming | 4101020011027 | 102
102 | DW Windsor Ltd | LED Street Lights |  | 3LX2-113-15 LED Engine - 700mA (51% Dimmed Circuit Watts) | Single Stage Dimming | 4101020011051 | 102
102 | DW Windsor Ltd | LED Street Lights |  | 3LX2-113-15 LED Engine - 700mA (70% Dimmed Circuit Watts) | Single Stage Dimming | 4101020011070 | 102
102 | DW Windsor Ltd | LED Street Lights |  | 3LX2-113-15 LED Engine - 700mA (75% Dimmed Circuit Watts) | Single Stage Dimming | 4101020011075 | 102
102 | DW Windsor Ltd | LED Street Lights |  | 3LX2-113-15 LED Engine - 700mA | Non Dimmed | 4101020011100 | 102
102 | Vizulo Ltd | LED Street Lights |  | Stork, Stork Little Brother: 48 LEDs (PB driver) (10% Dimmed Circuit Watts) | Single Stage Dimming | 4101020012010 | 102
102 | Vizulo Ltd | LED Street Lights |  | Stork, Stork Little Brother: 48 LEDs (PB driver) (31% Dimmed Circuit Watts) | Single Stage Dimming | 4101020012031 | 102
102 | Vizulo Ltd | LED Street Lights |  | Stork, Stork Little Brother: 48 LEDs (PB driver) (38% Dimmed Circuit Watts) | Single Stage Dimming | 4101020012038 | 102
102 | Vizulo Ltd | LED Street Lights |  | Stork, Stork Little Brother: 48 LEDs (PB driver) (45% Dimmed Circuit Watts) | Single Stage Dimming | 4101020012045 | 102
102 | Vizulo Ltd | LED Street Lights |  | Stork, Stork Little Brother: 48 LEDs (PB driver) (52% Dimmed Circuit Watts) | Single Stage Dimming | 4101020012052 | 102
102 | Vizulo Ltd | LED Street Lights |  | Stork, Stork Little Brother: 48 LEDs (PB driver) (59% Dimmed Circuit Watts) | Single Stage Dimming | 4101020012059 | 102
102 | Vizulo Ltd | LED Street Lights |  | Stork, Stork Little Brother: 48 LEDs (PB driver) (66% Dimmed Circuit Watts) | Single Stage Dimming | 4101020012066 | 102
102 | Vizulo Ltd | LED Street Lights |  | Stork, Stork Little Brother: 48 LEDs (PB driver) (74% Dimmed Circuit Watts) | Single Stage Dimming | 4101020012074 | 102
102 | Vizulo Ltd | LED Street Lights |  | Stork, Stork Little Brother: 48 LEDs (PB driver) (82% Dimmed Circuit Watts) | Single Stage Dimming | 4101020012082 | 102
102 | Vizulo Ltd | LED Street Lights |  | Stork, Stork Little Brother: 48 LEDs (PB driver) (91% Dimmed Circuit Watts) | Single Stage Dimming | 4101020012091 | 102
102 | Vizulo Ltd | LED Street Lights |  | Stork, Stork Little Brother: 48 LEDs (PB driver) | Non Dimmed | 4101020012100 | 102
102 | Holophane Europe ltd | LED Street Lights |  | VMX.V2 32LED (Lux Mz) Street Lighting Luminaire (300mA) CLO (70%) (60% Dimmed Circuit Watts - 50% Dimmed Drive Current) | Single Stage Dimming | 4101020013060 | 102
102 | Holophane Europe ltd | LED Street Lights |  | VMX.V2 32LED (Lux Mz) Street Lighting Luminaire (300mA) CLO (70%) (68% Dimmed Circuit Watts - 60% Dimmed Drive Current) | Single Stage Dimming | 4101020013068 | 102
102 | Holophane Europe ltd | LED Street Lights |  | VMX.V2 32LED (Lux Mz) Street Lighting Luminaire (300mA) CLO (70%) (75% Dimmed Circuit Watts - 70% Dimmed Drive Current) | Single Stage Dimming | 4101020013075 | 102
102 | Holophane Europe ltd | LED Street Lights |  | VMX.V2 32LED (Lux Mz) Street Lighting Luminaire (300mA) CLO (70%) | Non Dimmed | 4101020013100 | 102
102 | Urbis Schréder | LED Street Lights |  | 48 LED 730mA DDP2 CLO (50% Dimmed Circuit Watts) | Single Stage Dimming | 4101020014050 | 102
102 | Urbis Schréder | LED Street Lights |  | 48 LED 730mA DDP2 CLO (75% Dimmed Circuit Watts) | Single Stage Dimming | 4101020014075 | 102
102 | Urbis Schréder | LED Street Lights |  | 48 LED 730mA DDP2 CLO | Non Dimmed | 4101020014100 | 102
102 | Lite-On Technology Corporation | LED Street Lights |  | PA2-100H-350_BOL CLO (90%) | Non Dimmed | 4101020015100 | 102
102 | Thorn Lighting | LED Street Lights |  | Thorn LED Module 102W | Non Dimmed | 4101020998100 | 102
102 | Philips WRTL | LED Street Lights |  | Luma 2A Neutral White 13.5KLm 60 LED, Luma 3A Cool White 22KLm 180 LED Constant Flux | Non Dimmed | 4101020999100 | 102
102 | CU Phosco Lighting | LED Street Lights | MLSD-Approved | P851-12 B 700mA 102W | Non Dimmed | 4101026004100 | 103
103 | CU Phosco Lighting | LED Street Lights |  | P850 250mA 103W V1 CLO | Non Dimmed | 4101030000100 | 103
103 | Woodhouse | LED Street Lights | CODA Luminaire 3 Module 5000K P Class 1750mA | CO-LA-00019 | Non Dimmed | 4101030001100 | 103
103 | Kingfisher Lighting/AEC Illuminazione | LED Street Lights |  | PIT1xyw4704e_bbv.c****** (700mA) (30% Dimmed Circuit Watts) | Single Stage Dimming | 4101030002030 | 104
103 | Kingfisher Lighting/AEC Illuminazione | LED Street Lights |  | PIT1xyw4704e_bbv.c****** (700mA) (52% Dimmed Circuit Watts) | Single Stage Dimming | 4101030002052 | 104
103 | Kingfisher Lighting/AEC Illuminazione | LED Street Lights |  | PIT1xyw4704e_bbv.c****** (700mA) (75% Dimmed Circuit Watts) | Single Stage Dimming | 4101030002075 | 104
103 | Kingfisher Lighting/AEC Illuminazione | LED Street Lights |  | PIT1xyw4704e_bbv.c****** (700mA) | Non Dimmed | 4101030002100 | 104
103 | Holophane Europe ltd | LED Street Lights |  | VMX.V4 64 LED Street Lighting Luminaire (525 mA) (51% Dimmed Circuit Watts - 50% Dimmed Drive Current) | Single Stage Dimming | 4101030003051 | 103
103 | Holophane Europe ltd | LED Street Lights |  | VMX.V4 64 LED Street Lighting Luminaire (525 mA) (60% Dimmed Circuit Watts - 60% Dimmed Drive Current) | Single Stage Dimming | 4101030003060 | 103
103 | Holophane Europe ltd | LED Street Lights |  | VMX.V4 64 LED Street Lighting Luminaire (525 mA) (70% Dimmed Circuit Watts - 70% Dimmed Drive Current) | Single Stage Dimming | 4101030003070 | 103
103 | Holophane Europe ltd | LED Street Lights |  | VMX.V4 64 LED Street Lighting Luminaire (525 mA) (75% Dimmed Circuit Watts - 75% Dimmed Drive Current) | Single Stage Dimming | 4101030003075 | 103
103 | Holophane Europe ltd | LED Street Lights |  | VMX.V4 64 LED Street Lighting Luminaire (525 mA) | Non Dimmed | 4101030003100 | 103
103 | Holophane Europe ltd | LED Street Lights |  | FTR 60LED Street Lighting Luminaire (525 mA) (51% Dimmed Circuit Watts - 50% Dimmed Drive Current) | Single Stage Dimming | 4101030004051 | 103
103 | Holophane Europe ltd | LED Street Lights |  | FTR 60LED Street Lighting Luminaire (525 mA) (60% Dimmed Circuit Watts - 60% Dimmed Drive Current) | Single Stage Dimming | 4101030004060 | 103
103 | Holophane Europe ltd | LED Street Lights |  | FTR 60LED Street Lighting Luminaire (525 mA) (70% Dimmed Circuit Watts - 70% Dimmed Drive Current) | Single Stage Dimming | 4101030004070 | 103
103 | Holophane Europe ltd | LED Street Lights |  | FTR 60LED Street Lighting Luminaire (525 mA) | Non Dimmed | 4101030004100 | 103
103 | GE Hungary Kft | LED Street Lights |  | ODYS/3/103 | Non Dimmed | 4101030005100 | 102
103 | Thorn Lighting | LED Street Lights |  | RPEC-Module 72L50 CLO | Non Dimmed | 4101030998100 | 103
103 | Philips WRTL | LED Street Lights |  | Luma 1A Cool White 15.5KLm Constant Flux/Luma 2A Cool White 16KLm Constant Flux | Non Dimmed | 4101030999100 | 103
103 | CU Phosco Lighting | LED Street Lights | MLSD-Approved | P850 250mA 103W V1 CLO | Non Dimmed | 4101036000100 | 103
104 | Philips Lighting | LED Street Lights |  | LEDGine 88 LED Green Line | Non Dimmed | 4101040000100 | 104
104 | Urbis Schréder | LED Street Lights |  | 90 LED HS3 Module | Non Dimmed | 4101040001100 | 104
104 | iGuzzini Illuminazione (UK) Ltd | LED Street Lights | 66 LED ST1C G6 Optic | WOW small Profile 3 - 525mA (52% dimmed circuit watts) | Single Stage Dimming | 4101040003052 | 116
104 | iGuzzini Illuminazione (UK) Ltd | LED Street Lights | 66 LED ST1C G6 Optic | WOW small Profile 3 - 525mA (72% dimmed circuit watts) | Single Stage Dimming | 4101040003072 | 116
104 | iGuzzini Illuminazione (UK) Ltd | LED Street Lights | 66 LED ST1C G6 Optic | WOW small Profile 3 - 525mA | Non Dimmed | 4101040003100 | 116
104 | Urbis Schréder | LED Street Lights |  | 48 LED 700mA LF RE Module (52% Dimmed Circuit Watts) | Single Stage Dimming | 4101040004052 | 104
104 | Urbis Schréder | LED Street Lights |  | 48 LED 700mA LF RE Module (76% Dimmed Circuit Watts) | Single Stage Dimming | 4101040004076 | 104
104 | Urbis Schréder | LED Street Lights |  | 48 LED 700mA LF RE Module | Non Dimmed | 4101040004100 | 104
104 | iGuzzini Illuminazione (UK) Ltd | LED Street Lights | 103W P1.51%: BK35 | Wow large Profile 1 - 375mA (51% dimmed circuit watts) | Single Stage Dimming | 4101040005051 | 107
104 | iGuzzini Illuminazione (UK) Ltd | LED Street Lights | 103W P1.71%: BK35 | Wow large Profile 1 - 375mA (71% dimmed circuit watts) | Single Stage Dimming | 4101040005071 | 107
104 | iGuzzini Illuminazione (UK) Ltd | LED Street Lights | 103W P1.100%: BK35 | Wow large Profile 1 - 375mA | Non Dimmed | 4101040005100 | 107
104 | Urbis Schréder | LED Street Lights |  | 48 LED 700mA Module V5 (51% dimmed circuit watts) | Single Stage Dimming | 4101040006051 | 104
104 | Urbis Schréder | LED Street Lights |  | 48 LED 700mA Module V5 (75% dimmed circuit watts) | Single Stage Dimming | 4101040006075 | 104
104 | Urbis Schréder | LED Street Lights |  | 48 LED 700mA Module V5 | Non Dimmed | 4101040006100 | 104
104 | CU Phosco Lighting | LED Street Lights |  | P851-12-*-***-NW-*0700-PHSB3 | Non Dimmed | 4101040007100 | 104
104 | CU Phosco Lighting | LED Street Lights |  | P510-2X9LED-740NW-500mA-CLO | Non Dimmed | 4101040008100 | 104
104 | Holophane Europe ltd | LED Street Lights |  | VMX.V2 32 LED Street Lighting Luminaire (1000 mA) (51% Dimmed Circuit Watts - 50% Dimmed Drive Current) | Single Stage Dimming | 4101040009051 | 104
104 | Holophane Europe ltd | LED Street Lights |  | VMX.V2 32 LED Street Lighting Luminaire (1000 mA) (61% Dimmed Circuit Watts - 60% Dimmed Drive Current) | Single Stage Dimming | 4101040009061 | 104
104 | Holophane Europe ltd | LED Street Lights |  | VMX.V2 32 LED Street Lighting Luminaire (1000 mA) (70% Dimmed Circuit Watts - 70% Dimmed Drive Current) | Single Stage Dimming | 4101040009070 | 104
104 | Holophane Europe ltd | LED Street Lights |  | VMX.V2 32 LED Street Lighting Luminaire (1000 mA) | Non Dimmed | 4101040009100 | 104
104 | ASD Lighting | LED Street Lights |  | Highway Crystal Flood 12 LED 700mA | Non Dimmed | 4101040010100 | 105
104 | GE Hungary Kft | LED Street Lights |  | SPNL/2/104 (51% Dimmed Circuit Watts) | Single Stage Dimming | 4101040011051 | 102
104 | GE Hungary Kft | LED Street Lights |  | SPNL/2/104 (69% Dimmed Circuit Watts) | Single Stage Dimming | 4101040011069 | 102
104 | GE Hungary Kft | LED Street Lights |  | SPNL/2/104 (75% Dimmed Circuit Watts) | Single Stage Dimming | 4101040011075 | 102
104 | GE Hungary Kft | LED Street Lights |  | SP L/2/F/B/104/40/D/ST/C1/P/P76 | Non Dimmed | 4101040011100 | 102
104 | Urbis Schréder | LED Street Lights |  | 50 LED 730mA ADP1 CLO (51% Dimmed Circuit Watts) | Single Stage Dimming | 4101040012051 | 104
104 | Urbis Schréder | LED Street Lights |  | 49 LED 730mA ADP1 CLO (75% Dimmed Circuit Watts) | Single Stage Dimming | 4101040012075 | 104
104 | Urbis Schréder | LED Street Lights |  | 48 LED 730mA ADP1 CLO | Non Dimmed | 4101040012100 | 104
104 | Philips WRTL | LED Street Lights |  | Luma 2A Neutral White 15KLm 120 LED, Luma 3A Neutral White 15KLm 100 LED, Neutral White 15.5KLm 140 LED Constant Flux | Non Dimmed | 4101040999100 | 104
104 | Urbis Schréder | LED Street Lights | MLSD-Approved | 48 LED 700mA LF RE Module | Non Dimmed | 4101046000100 | 104
105 | Philips Lighting | LED Street Lights |  | LEDGine ECO121 Cool White 5700K 657/LEDGine ECO113 Neutral White 4000K 740 | Non Dimmed | 4101050000100 | 105
105 | TRT Lighting | LED Street Lights |  | Aspect 4 105W CLO | Non Dimmed | 4101050001100 | 105
105 | Holophane Europe ltd | LED Street Lights |  | VMX.V3 48 LED Street Lighting Luminaire (700 mA) (51% Dimmed Circuit Watts - 50% Dimmed Drive Current) | Single Stage Dimming | 4101050002051 | 105
105 | Holophane Europe ltd | LED Street Lights |  | VMX.V3 48 LED Street Lighting Luminaire (700 mA) (61% Dimmed Circuit Watts - 60% Dimmed Drive Current) | Single Stage Dimming | 4101050002061 | 105
105 | Holophane Europe ltd | LED Street Lights |  | VMX.V3 48 LED Street Lighting Luminaire (700 mA) (70% Dimmed Circuit Watts - 70% Dimmed Drive Current) | Single Stage Dimming | 4101050002070 | 105
105 | Holophane Europe ltd | LED Street Lights |  | VMX.V3 48 LED Street Lighting Luminaire (700 mA) (75% Dimmed Circuit Watts - 75% Dimmed Drive Current) | Single Stage Dimming | 4101050002075 | 105
105 | Holophane Europe ltd | LED Street Lights |  | VMX.V3 48 LED Street Lighting Luminaire (700 mA) | Non Dimmed | 4101050002100 | 105
105 | GE Hungary Kft | LED Street Lights |  | SP L/1/F/B/105/40/D/SP/C1/P/P76/R7035 | Non Dimmed | 4101050003100 | 104
105 | Ark Lighting Ltd | LED Street Lights |  | CobraBitmapLB48.7 | Non Dimmed | 4101050004100 | 104
105 | GE Hungary Kft | LED Street Lights |  | SMBT/1/74A | Non Dimmed | 4101050005100 | 104
105 | GE Hungary Kft | LED Street Lights |  | SMBT/1/105A | Non Dimmed | 4101050006100 | 104
105 | Low Carbon Lighting Limited | LED Street Lights |  | LuxOn 105W | Non Dimmed | 4101050007100 | 105
105 | Philips WRTL | LED Street Lights |  | Luma 1A Neutral White 14.5KLm 80 LED, Luma 3A Cool White 23KLm 200 LED Constant Flux | Non Dimmed | 4101050999100 | 105
105 | Philips WRTL | LED Street Lights | MLSD-Approved | Luma 1A Neutral White 14.5KLm 80 LED, Luma 3A Cool White 23KLm 200 LED Constant Flux | Non Dimmed | 4101056999100 | 105
106 | Philips Lighting | LED Street Lights |  | Clearway LED 9800 Lumens 4000K Neutral White BGP303 98S 740 | Non Dimmed | 4101060000100 | 105
106 | Thorn Lighting | LED Street Lights |  | R-PEC LED Module, 96 LED's @350mA R2L2 M 96L35 | Non Dimmed | 4101060001100 | 106
106 | Urbis Schréder | LED Street Lights |  | 96 LED LF 350mA Mod V4 (53% Dimmed Circuit Watts) | Single Stage Dimming | 4101060002053 | 106
106 | Urbis Schréder | LED Street Lights |  | 96 LED LF 350mA Mod V4 (76% Dimmed Circuit Watts) | Single Stage Dimming | 4101060002076 | 106
106 | Urbis Schréder | LED Street Lights |  | 96 LED LF 350mA Mod V4 | Non Dimmed | 4101060002100 | 106
106 | Holophane Europe ltd | LED Street Lights |  | VMX.V5 80 LED Street Lighting Luminaire (525 mA) CLO (70%) (50% Dimmed Circuit Watts - 50% Dimmed Drive Current) | Single Stage Dimming | 4101060003050 | 106
106 | Holophane Europe ltd | LED Street Lights |  | VMX.V5 80 LED Street Lighting Luminaire (525 mA) CLO (70%) (59% Dimmed Circuit Watts - 60% Dimmed Drive Current) | Single Stage Dimming | 4101060003059 | 106
106 | Holophane Europe ltd | LED Street Lights |  | VMX.V5 80 LED Street Lighting Luminaire (525 mA) CLO (70%) (69% Dimmed Circuit Watts - 70% Dimmed Drive Current) | Single Stage Dimming | 4101060003069 | 106
106 | Holophane Europe ltd | LED Street Lights |  | VMX.V5 80 LED Street Lighting Luminaire (525 mA) CLO (70%) | Non Dimmed | 4101060003100 | 106
106 | CU Phosco Lighting | LED Street Lights |  | P851-12-*-***-NW-*0750-CLO-PHSB3 | Non Dimmed | 4101060004100 | 106
106 | Philips WRTL | LED Street Lights |  | Luma 2A Cool White 16.5KLm, Cool White 15KLm 60LED Constant Flux | Non Dimmed | 4101060999100 | 106
107 | Urbis Schréder | LED Street Lights |  | 92 LED HS3 Module | Non Dimmed | 4101070000100 | 107
107 | Indal WRTL Exterior Lighting Ltd | LED Street Lights | White High Power LED System | Luma 2, 80 LED & 12000 Lumen Package + Luma 3, 140 LED & 14000 Lumen Package (Dimmed 50% full power circuit watts) | Single Stage Dimming | 4101070001050 | 107
107 | Indal WRTL Exterior Lighting Ltd | LED Street Lights | White High Power LED System | Luma 2, 80 LED & 12000 Lumen Package + Luma 3, 140 LED & 14000 Lumen Package (Dimmed 75% full power circuit watts) | Single Stage Dimming | 4101070001075 | 107
107 | Indal WRTL Exterior Lighting Ltd | LED Street Lights | White High Power LED System | Luma 2, 80 LED & 12000 Lumen Package + Luma 3, 140 LED & 14000 Lumen Package | Non Dimmed | 4101070001100 | 107
107 | Philips Lighting | LED Street Lights |  | LEDGine GRN117 Neutral White 4000K 740 | Non Dimmed | 4101070002100 | 107
107 | Philips Lighting | LED Street Lights |  | LEDGine GRN96Warm White 3000k 830 | Non Dimmed | 4101070003100 | 107
107 | Philips Lighting | LED Street Lights |  | LEDGine 2.2 Jan 2013 Grn127 740 Neutral White, Grn135 657 Cool White | Non Dimmed | 4101070004100 | 107
107 | Philips Lighting | LED Street Lights |  | LEDGine GRN125 Cool White 5700K 657 | Non Dimmed | 4101070005100 | 107
107 | LED Roadway Lighting | LED Street Lights |  | Satellite Series 107W CLO Dimming Model S72M (dimmed at 50% Circuit Wattages) | Single Stage Dimming | 4101070006050 | 96
107 | LED Roadway Lighting | LED Street Lights |  | Satellite Series 107W CLO Dimming Model S72M (dimmed at 75% Circuit Wattages) | Single Stage Dimming | 4101070006075 | 96
107 | LED Roadway Lighting | LED Street Lights |  | Satellite Series 107W CLO Dimming Model S72M | Non Dimmed | 4101070006100 | 96
107 | OrangeTek | LED Street Lights |  | ARIALED100T (51% Dimmed Circuit Watts) | Single Stage Dimming | 4101070007051 | 107
107 | OrangeTek | LED Street Lights |  | ARIALED100 T (71% Dimmed Circuit Watts) | Single Stage Dimming | 4101070007071 | 107
107 | OrangeTek | LED Street Lights |  | ARIALED100 T | Non Dimmed | 4101070007100 | 107
107 | LED Roadway Lighting | LED Street Lights |  | NXT-48 108W CLO (70% Dimmed Circuits Watts) | Single Stage Dimming | 4101070008070 | 107
107 | LED Roadway Lighting | LED Street Lights |  | NXT-48 108W CLO | Non Dimmed | 4101070008100 | 107
107 | Lite-On Technology Corporation | LED Street Lights |  | PA2-100H-MV-NW-N2-GY-350-PCR5-DALI | Non Dimmed | 4101070009100 | 107
107 | Lite-On Technology Corporation | LED Street Lights |  | PA2-100H-350 (27% Dimmed Circuit Watts) | Single Stage Dimming | 4101070010027 | 107
107 | Lite-On Technology Corporation | LED Street Lights |  | PA2-100H-350 (30% Dimmed Circuit Watts) | Single Stage Dimming | 4101070010030 | 107
107 | Lite-On Technology Corporation | LED Street Lights |  | PA2-100H-350 (45% Dimmed Circuit Watts) | Single Stage Dimming | 4101070010045 | 107
107 | Lite-On Technology Corporation | LED Street Lights |  | PA2-100H-350 (50% Dimmed Circuit Watts) | Single Stage Dimming | 4101070010050 | 107
107 | Lite-On Technology Corporation | LED Street Lights |  | PA2-100H-350 (63% Dimmed Circuit Watts) | Single Stage Dimming | 4101070010063 | 107
107 | Lite-On Technology Corporation | LED Street Lights |  | PA2-100H-350 (66% Dimmed Circuit Watts) | Single Stage Dimming | 4101070010066 | 107
107 | Lite-On Technology Corporation | LED Street Lights |  | PA2-100H-350 (70% Dimmed Circuit Watts) | Single Stage Dimming | 4101070010070 | 107
107 | Lite-On Technology Corporation | LED Street Lights |  | PA2-100H-350 (74% Dimmed Circuit Watts) | Single Stage Dimming | 4101070010074 | 107
107 | Lite-On Technology Corporation | LED Street Lights |  | PA2-100H-350 (90% Dimmed Circuit Watts) | Single Stage Dimming | 4101070010090 | 107
107 | Lite-On Technology Corporation | LED Street Lights |  | PA2-100H-350 | Non Dimmed | 4101070010100 | 107
107 | Thorn Lighting | LED Street Lights |  | RPEC-Module 96L35 (50% Dimmed Circuit Watts) | Single Stage Dimming | 4101070998050 | 107
107 | Thorn Lighting | LED Street Lights |  | RPEC-Module 96L35 (80% Dimmed Circuit Watts) | Single Stage Dimming | 4101070998080 | 107
107 | Thorn Lighting | LED Street Lights |  | RPEC-Module 96L35 | Non Dimmed | 4101070998100 | 107
107 | Philips WRTL | LED Street Lights |  | Luma 2A Neutral White 15.5KLm 120 LED, Luma 3A Neutral White 15.5KLm 120 LED Constant Flux | Non Dimmed | 4101070999100 | 107
108 | CU Phosco Lighting | LED Street Lights |  | P850 250mA 108W V1 | Non Dimmed | 4101080000100 | 108
108 | Urbis Schréder | LED Street Lights |  | 104 LED 350mA LF RE Module | Non Dimmed | 4101080001100 | 107
108 | CU Phosco Lighting | LED Street Lights |  | P851-12 B 800mA 108W CLO | Non Dimmed | 4101080002100 | 108
108 | LED Roadway Lighting | LED Street Lights |  | NXT-48 108W | Non Dimmed | 4101080003100 | 110
108 | GE Hungary Kft | LED Street Lights |  | SP H/1/F/B/10840/A/ST/C1/N/P76/R7035 (50% Dimmed Circuit Watts) | Single Stage Dimming | 4101080004050 | 107
108 | GE Hungary Kft | LED Street Lights |  | SP H/1/F/B/10840/A/ST/C1/N/P76/R7035 | Non Dimmed | 4101080004100 | 107
108 | Holophane Europe ltd | LED Street Lights |  | VMX.V7 112 LED Street Lighting Luminaire (350 mA) CLO (80%) (53% Dimmed Circuit Watts - 50% Dimmed Drive Current) | Single Stage Dimming | 4101080005053 | 108
108 | Holophane Europe ltd | LED Street Lights |  | VMX.V7 112 LED Street Lighting Luminaire (350 mA) CLO (80%) (62% Dimmed Circuit Watts - 60% Dimmed Drive Current) | Single Stage Dimming | 4101080005062 | 108
108 | Holophane Europe ltd | LED Street Lights |  | VMX.V7 112 LED Street Lighting Luminaire (350 mA) CLO (80%) (72% Dimmed Circuit Watts - 70% Dimmed Drive Current) | Single Stage Dimming | 4101080005072 | 108
108 | Holophane Europe ltd | LED Street Lights |  | VMX.V7 112 LED Street Lighting Luminaire (350 mA) CLO (80%) | Non Dimmed | 4101080005100 | 108
108 | CU Phosco Lighting | LED Street Lights |  | P855-40-**-NW-*225-CLO | Non Dimmed | 4101080006100 | 108
108 | CU Phosco Lighting | LED Street Lights |  | P853-64-**-NW-*550mA-CLO | Non Dimmed | 4101080007100 | 108
108 | LG | LED Street Lights |  | S11vv0wwxyz (21% Dimmed Circuit Watts) | Single Stage Dimming | 4101080008021 | 111
108 | LG | LED Street Lights |  | S11vv0wwxyz (29% Dimmed Circuit Watts) | Single Stage Dimming | 4101080008029 | 111
108 | LG | LED Street Lights |  | S11vv0wwxyz (37% Dimmed Circuit Watts) | Single Stage Dimming | 4101080008037 | 111
108 | LG | LED Street Lights |  | S11vv0wwxyz (46% Dimmed Circuit Watts) | Single Stage Dimming | 4101080008046 | 111
108 | LG | LED Street Lights |  | S11vv0wwxyz (56% Dimmed Circuit Watts) | Single Stage Dimming | 4101080008056 | 111
108 | LG | LED Street Lights |  | S11vv0wwxyz (65% Dimmed Circuit Watts) | Single Stage Dimming | 4101080008065 | 111
108 | LG | LED Street Lights |  | S11vv0wwxyz (75% Dimmed Circuit Watts) | Single Stage Dimming | 4101080008075 | 111
108 | LG | LED Street Lights |  | S11vv0wwxyz (85% Dimmed Circuit Watts) | Single Stage Dimming | 4101080008085 | 111
108 | LG | LED Street Lights |  | S11vv0wwxyz (95% Dimmed Circuit Watts) | Single Stage Dimming | 4101080008095 | 111
108 | LG | LED Street Lights |  | S11vv0wwxyz | Non Dimmed | 4101080008100 | 111
108 | Holophane Europe ltd | LED Street Lights |  | VMX.V2 32LED (Lux Mz) Street Lighting Luminaire (300mA) CLO (80%) (58% Dimmed Circuit Watts - 50% Dimmed Drive Current) | Single Stage Dimming | 4101080009058 | 108
108 | Holophane Europe ltd | LED Street Lights |  | VMX.V2 32LED (Lux Mz) Street Lighting Luminaire (300mA) CLO (80%) (67% Dimmed Circuit Watts - 60% Dimmed Drive Current) | Single Stage Dimming | 4101080009067 | 108
108 | Holophane Europe ltd | LED Street Lights |  | VMX.V2 32LED (Lux Mz) Street Lighting Luminaire (300mA) CLO (80%) (74% Dimmed Circuit Watts - 70% Dimmed Drive Current) | Single Stage Dimming | 4101080009074 | 108
108 | Holophane Europe ltd | LED Street Lights |  | VMX.V2 32LED (Lux Mz) Street Lighting Luminaire (300mA) CLO (80%) | Non Dimmed | 4101080009100 | 108
108 | Thorn Lighting | LED Street Lights |  | Thorn LED Module 108W | Non Dimmed | 4101080998100 | 108
108 | Philips WRTL | LED Street Lights |  | Luma 1A Cool White 16KLm, Luma 2A Neutral White 14KLm 60 LED, Luma 3A Neutral White 16KLm 140 LED Constant Flux | Non Dimmed | 4101080999100 | 108
108 | CU Phosco Lighting | LED Street Lights | MLSD-Approved | P850 250mA 108W V1 | Non Dimmed | 4101086000100 | 108
108 | CU Phosco Lighting | LED Street Lights | MLSD-Approved | P851-12 B 800mA 108W CLO | Non Dimmed | 4101086002100 | 108
109 | Urbis Schréder | LED Street Lights |  | 94 LED HS3 Module | Non Dimmed | 4101090000100 | 109
109 | Philips Lighting | LED Street Lights |  | Selenium LED 11040 Lumens 4000K Neutral White BGP340 110S 640 | Non Dimmed | 4101090001100 | 108
109 | CU Phosco Lighting | LED Street Lights |  | P851-12 B 750mA 109W | Non Dimmed | 4101090002100 | 109
109 | OrangeTek | LED Street Lights |  | ARIALED 100Xi (47% dimmed circuit watts) | Single Stage Dimming | 4101090003047 | 109
109 | OrangeTek | LED Street Lights |  | ARIALED 100Xi (70% dimmed circuit watts) | Single Stage Dimming | 4101090003070 | 109
109 | OrangeTek | LED Street Lights |  | ARIALED 100Xi | Non Dimmed | 4101090003100 | 109
109 | GE Hungary Kft | LED Street Lights |  | SP H/1/F/B/10940/A/ST/C1/N/P76/R7035 (63% Dimmed Circuit Watts) | Single Stage Dimming | 4101090004063 | 107
109 | GE Hungary Kft | LED Street Lights |  | SP H/1/F/B/109/40/A/ST/C1/N/P76/R7035 (68% Dimmed Circuit Watts) | Single Stage Dimming | 4101090004068 | 107
109 | GE Hungary Kft | LED Street Lights |  | SP H/1/F/B/109/40/A/ST/C1/N/P76/R7035 (75% Dimmed Circuit Watts) | Single Stage Dimming | 4101090004075 | 107
109 | GE Hungary Kft | LED Street Lights |  | SP H/1/F/B/10940/A/ST/C1/N/P76/R7035 | Non Dimmed | 4101090004100 | 107
109 | Philips Lighting | LED Street Lights | Fortimo LED 2 x 6000lm 757 | Xitanium Driver with 2 X 6000lm/ 757 HBM-t Gen3 Fortimo | Non Dimmed | 4101090005100 | 109
109 | Urbis Schréder | LED Street Lights |  | 40 LED 920mA ADP1 CLO (50% Dimmed Circuit Watts) | Single Stage Dimming | 4101090006050 | 109
109 | Urbis Schréder | LED Street Lights |  | 40 LED 920mA ADP1 CLO (74% Dimmed Circuit Watts) | Single Stage Dimming | 4101090006074 | 109
109 | Urbis Schréder | LED Street Lights |  | 40 LED 920mA ADP1 CLO | Non Dimmed | 4101090006100 | 109
109 | CU Phosco Lighting | LED Street Lights | MLSD-Approved | P851-12 B 750mA 109W | Non Dimmed | 4101096002100 | 109
110 | LED Roadway Lighting | LED Street Lights |  | Satellite Series 110W Model S96M | Non Dimmed | 4101100000100 | 110
110 | LED Roadway Lighting | LED Street Lights |  | Satellite Series 110W CLO Dimming Model S96M (50% dimmed cicruit Watts) | Single Stage Dimming | 4101100001050 | 98
110 | LED Roadway Lighting | LED Street Lights |  | Satellite Series 110W CLO Dimming Model S96M (59% dimmed circuit watts) | Single Stage Dimming | 4101100001059 | 98
110 | LED Roadway Lighting | LED Street Lights |  | Satellite Series 110W CLO Dimming Model S96M (76% dimmed cicruit Watts) | Single Stage Dimming | 4101100001076 | 98
110 | LED Roadway Lighting | LED Street Lights |  | Satellite Series 110W CLO Dimming Model S96M | Non Dimmed | 4101100001100 | 98
110 | Thorn Lighting | LED Street Lights |  | R-PEC LED Module, 48 LED's @700mA R2L2 S 48L70 (51% dimmed circuit watts) | Single Stage Dimming | 4101100002051 | 110
110 | Thorn Lighting | LED Street Lights |  | R-PEC LED Module, 48 LED's @700mA R2L2 S 48L70 (79% dimmed circuit watts) | Single Stage Dimming | 4101100002079 | 110
110 | Thorn Lighting | LED Street Lights |  | R-PEC LED Module, 48 LED's @700mA R2L2 S 48L70 | Non Dimmed | 4101100002100 | 110
110 | CU Phosco Lighting | LED Street Lights |  | P510-2X9LED-740NW-500mA | Non Dimmed | 4101100003100 | 110
110 | CU Phosco Lighting | LED Street Lights |  | P853-64-**-NW-*550mA | Non Dimmed | 4101100004100 | 110
110 | Urbis Schreder | LED Street Lights |  | 40 LED 920mA DDP1 CLO (50% Dimmed Circuit Watts) | Single Stage Dimming | 4101100005050 | 110
110 | Urbis Schreder | LED Street Lights |  | 40 LED 920mA DDP1 CLO (75% Dimmed Circuit Watts) | Single Stage Dimming | 4101100005075 | 110
110 | Urbis Schreder | LED Street Lights |  | 40 LED 920mA DDP1 CLO | Non Dimmed | 4101100005100 | 110
110 | Venture Lighting | LED Street Lights |  | ENG015 - 110W Westminster Engine, 11377, 8LED, 740, PN (43% Dimmed Circuit Watts) | Single Stage Dimming | 4101100006043 | 105
110 | Venture Lighting | LED Street Lights |  | ENG015 - 110W Westminster Engine, 11377, 8LED, 740, PN (50% Dimmed Circuit Watts) | Single Stage Dimming | 4101100006050 | 105
110 | Venture Lighting | LED Street Lights |  | ENG015 - 110W Westminster Engine, 11377, 8LED, 740, PN (64% Dimmed Circuit Watts) | Single Stage Dimming | 4101100006064 | 105
110 | Venture Lighting | LED Street Lights |  | ENG015 - 110W Westminster Engine, 11377, 8LED, 740, PN (75% Dimmed Circuit Watts) | Single Stage Dimming | 4101100006075 | 105
110 | Venture Lighting | LED Street Lights |  | ENG015 - 110W Westminster Engine, 11377, 8LED, 740, PN (85% Dimmed Circuit Watts) | Single Stage Dimming | 4101100006085 | 105
110 | Venture Lighting | LED Street Lights |  | ENG015 - 110W Westminster Engine, 11377, 8LED, 740, PN | Non Dimmed | 4101100006100 | 105
110 | Philips WRTL | LED Street Lights |  | Luma 1A Neutral White 15KLm 80 LED, Luma 3A Neutral White 16KLm 120 LED Constant Flux | Non Dimmed | 4101100999100 | 110
110 | LED Roadway Lighting | LED Street Lights | MLSD-Approved | Satellite Series 110W CLO Dimming Model S96M | Non Dimmed | 4101106000100 | 98
110 | Philips WRTL | LED Street Lights | MLSD-Approved | Luma 1A Neutral White 15KLm 80 LED, Luma 3A Neutral White 16KLm 120 LED Constant Flux | Non Dimmed | 4101106999100 | 110
111 | Low Energy Designs Ltd | LED Street Lights |  | SunRay 10 (59% Dimmed Circuit Watts) | Single Stage Dimming | 4101110000059 | 111
111 | Low Energy Designs Ltd | LED Street Lights | SunRay 10 | SunRay 10 Full Power | Non Dimmed | 4101110000100 | 111
111 | Urbis Schréder | LED Street Lights |  | 96 LED HS3 Module | Non Dimmed | 4101110001100 | 111
111 | Philips Lighting | LED Street Lights | Fortimo LED 2 x 6000lm 740 | Xitanium Driver with 2 X 6000lm/ 740 HBM-t Gen3 Fortimo | Non Dimmed | 4101110002100 | 111
111 | OrangeTek | LED Street Lights |  | Arialed 50, 700mA, PA (49% Dimmed Circuit Watts) | Single Stage Dimming | 4101110003049 | 111
111 | OrangeTek | LED Street Lights |  | Arialed 50, 700mA, PA (68% Dimmed Circuit Watts) | Single Stage Dimming | 4101110003068 | 111
111 | OrangeTek | LED Street Lights |  | Arialed 50, 700mA, PA 100% | Non Dimmed | 4101110003100 | 111
111 | OrangeTek | LED Street Lights |  | Arialed 50, 700mA, DT (50% Dimmed Circuit Watts) | Single Stage Dimming | 4101110004050 | 111
111 | OrangeTek | LED Street Lights |  | Arialed 50, 700mA, DT (70% Dimmed Circuit Watts) | Single Stage Dimming | 4101110004070 | 111
111 | OrangeTek | LED Street Lights |  | Arialed 50, 700mA, DT | Non Dimmed | 4101110004100 | 111
111 | Philips WRTL | LED Street Lights |  | Luma 2A Cool White 17KLm, Cool White 15.5KLm 60 LED, Neutral White16KLm 120 LED Constant Flux | Non Dimmed | 4101110999100 | 111
112 | Philips Lighting | LED Street Lights |  | LEDGine 64 LED Economy Line (Cool White 5600k) | Non Dimmed | 4101120000100 | 112
112 | Indal WRTL Exterior Lighting Ltd | LED Street Lights | White High Power LED System | Luma 2, 120 LED & 14000 Lumen Package (Dimmed 50% full power circuit watts) | Single Stage Dimming | 4101120001050 | 112
112 | Indal WRTL Exterior Lighting Ltd | LED Street Lights | White High Power LED System | Luma 2, 120 LED & 14000 Lumen Package (Dimmed 75% full power circuit watts) | Single Stage Dimming | 4101120001075 | 112
112 | Indal WRTL Exterior Lighting Ltd | LED Street Lights | White High Power LED System | Luma 2, 120 LED & 14000 Lumen Package | Non Dimmed | 4101120001100 | 112
112 | Philips Lighting | LED Street Lights | Fortimo HBMt 2 x 6000lm LED modules C/W Xitanium Driver | Fortimo HBMt LED Module 2 x 6000lm 757 (100% Power) | Non Dimmed | 4101120002100 | 112
112 | Holophane Europe ltd | LED Street Lights |  | VMX.V5 80 LED Street Lighting Luminaire (525 mA) CLO (80%) (50% Dimmed Circuit Watts - 50% Dimmed Drive Current) | Single Stage Dimming | 4101120003050 | 112
112 | Holophane Europe ltd | LED Street Lights |  | VMX.V5 80 LED Street Lighting Luminaire (525 mA) CLO (80%) (60% Dimmed Circuit Watts - 60% Dimmed Drive Current) | Single Stage Dimming | 4101120003060 | 112
112 | Holophane Europe ltd | LED Street Lights |  | VMX.V5 80 LED Street Lighting Luminaire (525 mA) CLO (80%) (70% Dimmed Circuit Watts - 70% Dimmed Drive Current) | Single Stage Dimming | 4101120003070 | 112
112 | Holophane Europe ltd | LED Street Lights |  | VMX.V5 80 LED Street Lighting Luminaire (525 mA) CLO (80%) | Non Dimmed | 4101120003100 | 112
112 | CU Phosco Lighting | LED Street Lights |  | P851-12-*-***-NW-*0750-PHSB3 | Non Dimmed | 4101120004100 | 112
112 | OrangeTek | LED Street Lights |  | ARIALED120T (51% Dimmed Circuit Watts) | Single Stage Dimming | 4101120005051 | 112
112 | OrangeTek | LED Street Lights |  | ARIALED120 T (70% Dimmed Circuit Watts) | Single Stage Dimming | 4101120005070 | 112
112 | OrangeTek | LED Street Lights |  | ARIALED120 T | Non Dimmed | 4101120005100 | 112
112 | FiveP SPA | LED Street Lights |  | KAI MEDIUM 54LED 4000K/3000K 700mA | Non Dimmed | 4101120006100 | 122
112 | Philips WRTL | LED Street Lights |  | Luma 1A Cool White 16.5KLm, Luma 2A Neutral White 15.5KLm 80 LED, Luma 3A Cool White 24KLm 200 LED, Neutral White 16.5KLm 140 LED Constant Flux | Non Dimmed | 4101120999100 | 112
113 | iGuzzini Illuminazione (UK) Ltd | LED Street Lights | 104W P2-43%: BH58 | WOW big Profile 2 - 450mA (43% dimmed circuit watts) | Single Stage Dimming | 4101130000043 | 129
113 | iGuzzini Illuminazione (UK) Ltd | LED Street Lights | 104W P2-71%: BH58 | WOW big Profile 2 - 450mA (71% dimmed circuit watts) | Single Stage Dimming | 4101130000071 | 129
113 | iGuzzini Illuminazione (UK) Ltd | LED Street Lights | 104W P2-100%: BH58 | WOW big Profile 2 - 450mA | Non Dimmed | 4101130000100 | 129
113 | TRT Lighting | LED Street Lights |  | Aspect 3 113W CLO | Non Dimmed | 4101130001100 | 113
113 | LED Roadway Lighting | LED Street Lights |  | NXT-60 113W | Non Dimmed | 4101130002100 | 115
113 | CU Phosco Lighting | LED Street Lights |  | P851-12-*-***-NW-*0800-CLO-PHSB3 | Non Dimmed | 4101130003100 | 113
113 | LED Roadway Lighting | LED Street Lights |  | NXT-60 113W CLO (69% Dimmed Circuit Watts) | Single Stage Dimming | 4101130004069 | 111
113 | LED Roadway Lighting | LED Street Lights |  | NXT-60 113W CLO | Non Dimmed | 4101130004100 | 111
113 | OrangeTek | LED Street Lights |  | Arialed 50, 700mA, PP (50% Dimmed Circuit Watts) | Single Stage Dimming | 4101130005050 | 113
113 | OrangeTek | LED Street Lights |  | Arialed 50, 700mA, PP (71% Dimmed Circuit Watts) | Single Stage Dimming | 4101130005071 | 113
113 | OrangeTek | LED Street Lights |  | Arialed 50, 700mA, PP 100% | Non Dimmed | 4101130005100 | 113
113 | Holophane Europe ltd | LED Street Lights |  | VMX.V2 32LED (Lux Mz) Street Lighting Luminaire (300mA) CLO (90%) (58% Dimmed Circuit Watts - 50% Dimmed Drive Current) | Single Stage Dimming | 4101130006058 | 113
113 | Holophane Europe ltd | LED Street Lights |  | VMX.V2 32LED (Lux Mz) Street Lighting Luminaire (300mA) CLO (90%) (66% Dimmed Circuit Watts - 60% Dimmed Drive Current) | Single Stage Dimming | 4101130006066 | 113
113 | Holophane Europe ltd | LED Street Lights |  | VMX.V2 32LED (Lux Mz) Street Lighting Luminaire (300mA) CLO (90%) (73% Dimmed Circuit Watts - 70% Dimmed Drive Current) | Single Stage Dimming | 4101130006073 | 113
113 | Holophane Europe ltd | LED Street Lights |  | VMX.V2 32LED (Lux Mz) Street Lighting Luminaire (300mA) CLO (90%) | Non Dimmed | 4101130006100 | 113
113 | Urbis Schréder | LED Street Lights |  | 50 LED 800mA ADP1 CLO (50% Dimmed Circuit Watts) | Single Stage Dimming | 4101130007050 | 113
113 | Urbis Schréder | LED Street Lights |  | 49 LED 800mA ADP1 CLO (74% Dimmed Circuit Watts) | Single Stage Dimming | 4101130007074 | 113
113 | Urbis Schréder | LED Street Lights |  | 48 LED 800mA ADP1 CLO | Non Dimmed | 4101130007100 | 113
113 | Philips WRTL | LED Street Lights |  | Luma 2A Cool White 14.5KLm 60LED, Luma 3A Neutral White 16.5KLm 120 LED Constant Flux | Non Dimmed | 4101130999100 | 113
114 | Philips Lighting | LED Street Lights |  | LEDGine 96 LED Green Line | Non Dimmed | 4101140000100 | 114
114 | Philips Lighting | LED Street Lights |  | LEDGine 2.2 Jan 2013 ECO127 740 Neutral White, ECO136 657 Cool White | Non Dimmed | 4101140002100 | 114
114 | Urbis Schréder | LED Street Lights |  | 72 LED 500mA LF RE Module (68% dimmed circuit watts) | Single Stage Dimming | 4101140003068 | 114
114 | Urbis Schréder | LED Street Lights |  | 72 LED 500mA LF RE Module | Non Dimmed | 4101140003100 | 114
114 | CU Phosco Lighting | LED Street Lights |  | P851-12 B 850mA 114W CLO | Non Dimmed | 4101140004100 | 114
114 | CREE Lighting | LED Street Lights | CREE LEDway Road 100 LED unit | 100 LED CREE LEDway Road driven at 350mA | Non Dimmed | 4101140005100 | 114
114 | Urbis Schréder | LED Street Lights |  | 72 LED LF 500mA Module V4 (49% dimmed circuit watts) | Single Stage Dimming | 4101140006049 | 114
114 | Urbis Schréder | LED Street Lights |  | 72 LED LF 500mA Module V4 | Non Dimmed | 4101140006100 | 114
114 | Thorn Lighting | LED Street Lights |  | R-PEC LED Module, 72 LED's @500mA R2L2 M 72L50, Oxane L 72L50 (75% Dimmed Circuit Watts) | Single Stage Dimming | 4101140007075 | 114
114 | Thorn Lighting | LED Street Lights |  | R-PEC LED Module, 72 LED's @500mA R2L2 M 72L50, Oxane L 72L50 | Non Dimmed | 4101140007100 | 114
114 | Candela Light | LED Street Lights |  | Candela Light-Led Eng 1472 LED (25% Dimmed Circuit Watts) | Single Stage Dimming | 4101140008025 | 113
114 | Candela Light | LED Street Lights |  | Candela Light-Led Eng 1472 LED (48% Dimmed Circuit Watts) | Single Stage Dimming | 4101140008048 | 113
114 | Candela Light | LED Street Lights |  | Candela Light-Led Eng 1472 LED (72% Dimmed Circuit Watts) | Single Stage Dimming | 4101140008072 | 113
114 | Candela Light | LED Street Lights |  | Candela Light-Led Eng 1472 LED | Non Dimmed | 4101140008100 | 113
114 | Holophane Europe ltd | LED Street Lights |  | VMX.V7 112 LED Street Lighting Luminaire (350 mA) CLO (90%) (53% Dimmed Circuit Watts - 50% Dimmed Drive Current) | Single Stage Dimming | 4101140009053 | 114
114 | Holophane Europe ltd | LED Street Lights |  | VMX.V7 112 LED Street Lighting Luminaire (350 mA) CLO (90%) (62% Dimmed Circuit Watts - 60% Dimmed Drive Current) | Single Stage Dimming | 4101140009062 | 114
114 | Holophane Europe ltd | LED Street Lights |  | VMX.V7 112 LED Street Lighting Luminaire (350 mA) CLO (90%) (72% Dimmed Circuit Watts - 70% Dimmed Drive Current) | Single Stage Dimming | 4101140009072 | 114
114 | Holophane Europe ltd | LED Street Lights |  | VMX.V7 112 LED Street Lighting Luminaire (350 mA) CLO (90%) | Non Dimmed | 4101140009100 | 114
114 | CU Phosco Lighting | LED Street Lights |  | P855-40-**-NW-*225 | Non Dimmed | 4101140010100 | 114
114 | CU Phosco Lighting | LED Street Lights |  | P510-2X9LED-740NW-550mA-CLO | Non Dimmed | 4101140011100 | 114
114 | Thorn Lighting | LED Street Lights |  | Thorn LED Module 114W | Non Dimmed | 4101140012100 | 114
114 | Thorn Lighting | LED Street Lights |  | RPEC-Module 72L50 (52% Dimmed Circuit Watts) | Single Stage Dimming | 4101140998052 | 114
114 | Thorn Lighting | LED Street Lights |  | RPEC-Module 72L50 (81% Dimmed Circuit Watts) | Single Stage Dimming | 4101140998081 | 114
114 | Thorn Lighting | LED Street Lights |  | RPEC-Module 72L50 | Non Dimmed | 4101140998100 | 114
114 | CU Phosco Lighting | LED Street Lights | MLSD-Approved | P851-12 B 850mA 114W CLO | Non Dimmed | 4101146004100 | 114
115 | GE | LED Street Lights |  | GE R250 - Modular Roadway R250 Double/ASY3/115/43 (43% Dimmed Circuit Watts) | Single Stage Dimming | 4101150000043 | 115
115 | GE | LED Street Lights |  | GE R250 - Modular Roadway R250 Double/ASY3/115/43 | Non Dimmed | 4101150000100 | 115
115 | Philips Lighting | LED Street Lights |  | LEDGine GRN135 Cool White 5700K 657 | Non Dimmed | 4101150001100 | 115
115 | Philips Lighting | LED Street Lights |  | LEDGine GRN127 Neutral White 4000K 740 | Non Dimmed | 4101150002100 | 115
115 | Philips Lighting | LED Street Lights |  | LEDGine GRN104 Warm White 3000k 830 | Non Dimmed | 4101150003100 | 115
115 | Philips Lighting | LED Street Lights |  | LEDGine ECO136 Cool White 5700K 657/LEDGine ECO127 Neutral White 4000K 740 | Non Dimmed | 4101150004100 | 115
115 | Philips WRTL | LED Street Lights |  | Luma 1A Neutral White 15.5KLm 80 LED, Luma 3A Neutral White 17KLm 140 LED Constant Flux | Non Dimmed | 4101150999100 | 115
116 | CU Phosco RUUD Lighting | LED Street Lights | 60 LED Main Road Luminaire | Ledway Road L*D ** * 06C ** Code = Product description (must be LXD or LYD), optic type (any), mounting (any), number of LEDs (must be 06 actually = 60 LEDs), Type of LED (must be C), colour (any). | Non Dimmed | 4101160000100 | 106
116 | CU Phosco RUUD Lighting | LED Street Lights | 50 LED Minor Road Luminaire | Ledway Road L*D***05D Code = Product description (must be LXD or LYD), optic type (any), mounting (any), number of LEDs (must be 05 actually = 50 LEDs), Type of LED (must be D), colour (any). | Non Dimmed | 4101160001100 | 115
116 | Indal WRTL Exterior Lighting Ltd | LED Street Lights | White High Power LED System | Luma 3, 140 LED & 15000 Lumen Package (Dimmed 50% full power circuit watts) | Single Stage Dimming | 4101160002050 | 116
116 | Indal WRTL Exterior Lighting Ltd | LED Street Lights | White High Power LED System | Luma 3, 140 LED & 15000 Lumen Package (Dimmed 75% full power circuit watts) | Single Stage Dimming | 4101160002075 | 116
116 | Indal WRTL Exterior Lighting Ltd | LED Street Lights | White High Power LED System | Luma 3, 140 LED & 15000 Lumen Package | Non Dimmed | 4101160002100 | 116
116 | CU Phosco Lighting | LED Street Lights |  | P851-12 B 800mA 116W | Non Dimmed | 4101160003100 | 116
116 | Urbis Schréder | LED Street Lights |  | 112 LED 350mA LF Module V5 CLO (52% dimmed circuit watts) | Single Stage Dimming | 4101160004052 | 116
116 | Urbis Schréder | LED Street Lights |  | 112 LED 350mA LF Module V5 CLO (75% dimmed circuit watts) | Single Stage Dimming | 4101160004075 | 116
116 | Urbis Schréder | LED Street Lights |  | 112 LED 350mA LF Module V5 CLO | Non Dimmed | 4101160004100 | 116
116 | Urbis Schréder | LED Street Lights |  | 80 LED 500 mA LF Module V5 CLO (51% dimmed circuit watts) | Single Stage Dimming | 4101160005051 | 116
116 | Urbis Schréder | LED Street Lights |  | 80 LED 500 mA LF Module V5 CLO (75% dimmed circuit watts) | Single Stage Dimming | 4101160005075 | 116
116 | Urbis Schréder | LED Street Lights |  | 80 LED 500 mA LF Module V5 CLO | Non Dimmed | 4101160005100 | 116
116 | ShengKoy Technology Co. Ltd | LED Street Lights |  | LSL120-C57 | Non Dimmed | 4101160006100 | 116
116 | Thorn Lighting | LED Street Lights |  | Thorn LED Module 116W | Non Dimmed | 4101160998100 | 116
116 | Philips WRTL | LED Street Lights |  | Luma 1A Cool White 17KLm, Luma 2A Cool White 16KLm 60LED Constant Flux | Non Dimmed | 4101160999100 | 116
116 | CU Phosco Lighting | LED Street Lights | MLSD-Approved | P851-12 B 800mA 116W | Non Dimmed | 4101166003100 | 116
117 | Philips Lighting | LED Street Lights |  | LEDGine 2.2 Jan 2013 Grn137 740 Neutral White, Grn146 657 Cool White | Non Dimmed | 4101170000100 | 117
117 | Thorn Lighting | LED Street Lights |  | OXANE L 117W | Non Dimmed | 4101170001100 | 114
117 | LED Roadway Lighting | LED Street Lights |  | NXT-72 117W | Non Dimmed | 4101170002100 | 118
117 | LED Roadway Lighting | LED Street Lights |  | NXT-72 117W CLO (50% Dimmed Circuit Watts) | Single Stage Dimming | 4101170003050 | 114
117 | LED Roadway Lighting | LED Street Lights |  | NXT-72 117W CLO (70% dimmed circuit watts) | Single Stage Dimming | 4101170003070 | 114
117 | LED Roadway Lighting | LED Street Lights |  | NXT-72 117W CLO (75% Dimmed Circuit Watts) | Single Stage Dimming | 4101170003075 | 114
117 | LED Roadway Lighting | LED Street Lights |  | NXT-72 117W CLO | Non Dimmed | 4101170003100 | 114
117 | Holophane Europe ltd | LED Street Lights |  | VMX.V4 64 LED Street Lighting Luminaire (700 mA) CLO (70%) (50% Dimmed Circuit Watts - 50% Dimmed Drive Current) | Single Stage Dimming | 4101170004050 | 117
117 | Holophane Europe ltd | LED Street Lights |  | VMX.V4 64 LED Street Lighting Luminaire (700 mA) CLO (70%) (60% Dimmed Circuit Watts - 60% Dimmed Drive Current) | Single Stage Dimming | 4101170004060 | 117
117 | Holophane Europe ltd | LED Street Lights |  | VMX.V4 64 LED Street Lighting Luminaire (700 mA) CLO (70%) (70% Dimmed Circuit Watts - 70% Dimmed Drive Current) | Single Stage Dimming | 4101170004070 | 117
117 | Holophane Europe ltd | LED Street Lights |  | VMX.V4 64 LED Street Lighting Luminaire (700 mA) CLO (70%) | Non Dimmed | 4101170004100 | 117
117 | Holophane Europe ltd | LED Street Lights |  | VMX.V8 128 LED Street Lighting Luminaire (350 mA) CLO (70%) (53% Dimmed Circuit Watts - 50% Dimmed Drive Current) | Single Stage Dimming | 4101170005053 | 117
117 | Holophane Europe ltd | LED Street Lights |  | VMX.V8 128 LED Street Lighting Luminaire (350 mA) CLO (70%) (62% Dimmed Circuit Watts - 60% Dimmed Drive Current) | Single Stage Dimming | 4101170005062 | 117
117 | Holophane Europe ltd | LED Street Lights |  | VMX.V8 128 LED Street Lighting Luminaire (350 mA) CLO (70%) (72% Dimmed Circuit Watts - 70% Dimmed Drive Current) | Single Stage Dimming | 4101170005072 | 117
117 | Holophane Europe ltd | LED Street Lights |  | VMX.V8 128 LED Street Lighting Luminaire (350 mA) CLO (70%) | Non Dimmed | 4101170005100 | 117
117 | Holophane Europe ltd | LED Street Lights |  | FTR 60LED Street Lighting Luminaire (700 mA) CLO (70%) (50% Dimmed Circuit Watts - 50% Dimmed Drive Current) | Single Stage Dimming | 4101170006050 | 117
117 | Holophane Europe ltd | LED Street Lights |  | FTR 60LED Street Lighting Luminaire (700 mA) CLO (70%) (60% Dimmed Circuit Watts - 60% Dimmed Drive Current) | Single Stage Dimming | 4101170006060 | 117
117 | Holophane Europe ltd | LED Street Lights |  | FTR 60LED Street Lighting Luminaire (700 mA) CLO (70%) (70% Dimmed Circuit Watts - 70% Dimmed Drive Current) | Single Stage Dimming | 4101170006070 | 117
117 | Holophane Europe ltd | LED Street Lights |  | FTR 60LED Street Lighting Luminaire (700 mA) CLO (70%) | Non Dimmed | 4101170006100 | 117
117 | CU Phosco Lighting | LED Street Lights |  | P853-64-**-NW-*600mA-CLO | Non Dimmed | 4101170007100 | 117
117 | Philips WRTL | LED Street Lights |  | Luma 2A Cool White 18KLm, Neutral White 16KLm 80 LED, Luma 3A Neutral White 17KLm 120 LED Constant Flux | Non Dimmed | 4101170999100 | 117
117 | Philips WRTL | LED Street Lights | MLSD-Approved | Luma 2A Cool White 18KLm, Neutral White 16KLm 80 LED, Luma 3A Neutral White 17KLm 120 LED Constant Flux | Non Dimmed | 4101176999100 | 117
118 | DW Windsor Ltd | LED Street Lights | 2X 'Twin' LED Module | DWW LED Engine Quad Module -700mA | Non Dimmed | 4101180000100 | 118
118 | iGuzzini Illuminazione (UK) Ltd | LED Street Lights | 96W P2.53%: BH43 and 98W P2.53%: BH65 | Wow large Profile 2 - 455mA (53% dimmed circuit watts) | Single Stage Dimming | 4101180001053 | 120
118 | iGuzzini Illuminazione (UK) Ltd | LED Street Lights | 96W P2.71%: BH43 and 98W P2.71%: BH65 | Wow large Profile 2 -455mA (71% dimmed circuit watts) | Single Stage Dimming | 4101180001071 | 120
118 | iGuzzini Illuminazione (UK) Ltd | LED Street Lights | 96W P2.100%: BH43 and 98W P2.100%: BH65 | Wow large Profile 2 - 455mA | Non Dimmed | 4101180001100 | 120
118 | Urbis Schréder | LED Street Lights |  | 112 LED LF 350mA Mod V4 CLO (52% Dimmed Circuit Watts) | Single Stage Dimming | 4101180002052 | 118
118 | Urbis Schréder | LED Street Lights |  | 112 LED LF 350mA Mod V4 CLO (75% dimmed circuit watts) | Single Stage Dimming | 4101180002075 | 118
118 | Urbis Schréder | LED Street Lights |  | 112 LED LF 350mA Mod V4 CLO | Non Dimmed | 4101180002100 | 118
118 | Holophane Europe ltd | LED Street Lights |  | VMX.V5 80 LED Street Lighting Luminaire (525 mA) CLO (90%) (50% Dimmed Circuit Watts - 50% Dimmed Drive Current) | Single Stage Dimming | 4101180003050 | 118
118 | Holophane Europe ltd | LED Street Lights |  | VMX.V5 80 LED Street Lighting Luminaire (525 mA) CLO (90%) (59% Dimmed Circuit Watts - 60% Dimmed Drive Current) | Single Stage Dimming | 4101180003059 | 118
118 | Holophane Europe ltd | LED Street Lights |  | VMX.V5 80 LED Street Lighting Luminaire (525 mA) CLO (90%) (69% Dimmed Circuit Watts - 70% Dimmed Drive Current) | Single Stage Dimming | 4101180003069 | 118
118 | Holophane Europe ltd | LED Street Lights |  | VMX.V5 80 LED Street Lighting Luminaire (525 mA) CLO (90%) | Non Dimmed | 4101180003100 | 118
118 | GE Hungary Kft | LED Street Lights |  | SP L/2/F/B/118/40/D/ST/C1/P/P76 | Non Dimmed | 4101180004100 | 116
118 | Urbis Schréder | LED Street Lights |  | 40 LED 1000mA ADP1 CLO (50% Dimmed Circuit Watts) | Single Stage Dimming | 4101180005050 | 118
118 | Urbis Schréder | LED Street Lights |  | 40 LED 1000mA ADP1 CLO (75% Dimmed Circuit Watts) | Single Stage Dimming | 4101180005075 | 118
118 | Urbis Schréder | LED Street Lights |  | 40 LED 1000mA ADP1 CLO | Non Dimmed | 4101180005100 | 118
118 | Thorn Lighting | LED Street Lights |  | Thorn LED Module 118W | Non Dimmed | 4101180998100 | 118
118 | Philips WRTL | LED Street Lights |  | Luma 2A Neutral White 15KLm 60 LED, Neutral White 17KLm 120 LED Constant Flux | Non Dimmed | 4101180999100 | 118
119 | Indal WRTL Exterior Lighting Ltd | LED Street Lights | White High Power LED System | Luma 2, 80 LED & 13000 Lumen Package (Dimmed 50% full power circuit watts) | Single Stage Dimming | 4101190000050 | 119
119 | Indal WRTL Exterior Lighting Ltd | LED Street Lights | White High Power LED System | Luma 2, 80 LED & 13000 Lumen Package (Dimmed 75% full power circuit watts) | Single Stage Dimming | 4101190000075 | 119
119 | Indal WRTL Exterior Lighting Ltd | LED Street Lights | White High Power LED System | Luma 2, 80 LED & 13000 Lumen Package | Non Dimmed | 4101190000100 | 119
119 | Urbis Schréder | LED Street Lights |  | 56LED LF700mA Module V4 (51% dimmed circuit watts) | Single Stage Dimming | 4101190001051 | 119
119 | Urbis Schréder | LED Street Lights |  | 56 LED 700mA LF RE Module (76% Dimmed Circuit Watts) | Single Stage Dimming | 4101190001076 | 119
119 | Urbis Schréder | LED Street Lights |  | 56 LED 700mA LF RE Module | Non Dimmed | 4101190001100 | 119
119 | GE Hungary Kft | LED Street Lights |  | SP L/1/F/B/119/40/D/SP/C1/P/P76/R7035 | Non Dimmed | 4101190002100 | 117
119 | CU Phosco Lighting | LED Street Lights |  | P851-12-*-***-NW-*0800-PHSB3 | Non Dimmed | 4101190003100 | 119
119 | Holophane Europe ltd | LED Street Lights |  | VMX.V7 112 LED Street Lighting Luminaire (350 mA) (53% Dimmed Circuit Watts - 50% Dimmed Drive Current) | Single Stage Dimming | 4101190004053 | 119
119 | Holophane Europe ltd | LED Street Lights |  | VMX.V7 112 LED Street Lighting Luminaire (350 mA) (62% Dimmed Circuit Watts - 60% Dimmed Drive Current) | Single Stage Dimming | 4101190004062 | 119
119 | Holophane Europe ltd | LED Street Lights |  | VMX.V7 112 LED Street Lighting Luminaire (350 mA) (71% Dimmed Circuit Watts - 70% Dimmed Drive Current) | Single Stage Dimming | 4101190004071 | 119
119 | Holophane Europe ltd | LED Street Lights |  | VMX.V7 112 LED Street Lighting Luminaire (350 mA) (76% Dimmed Circuit Watts - 75% Dimmed Drive Current) | Single Stage Dimming | 4101190004076 | 119
119 | Holophane Europe ltd | LED Street Lights |  | VMX.V7 112 LED Street Lighting Luminaire (350 mA) | Non Dimmed | 4101190004100 | 119
119 | CU Phosco Lighting | LED Street Lights |  | P855-40-**-NW-*250-CLO | Non Dimmed | 4101190005100 | 119
119 | Holophane Europe ltd | LED Street Lights |  | VMX.V2 32LED (Lux Mz) Street Lighting Luminaire (300mA) (57% Dimmed Circuit Watts - 50% Dimmed Drive Current) | Single Stage Dimming | 4101190006057 | 119
119 | Holophane Europe ltd | LED Street Lights |  | VMX.V2 32LED (Lux Mz) Street Lighting Luminaire (300mA) (66% Dimmed Circuit Watts - 60% Dimmed Drive Current) | Single Stage Dimming | 4101190006066 | 119
119 | Holophane Europe ltd | LED Street Lights |  | VMX.V2 32LED (Lux Mz) Street Lighting Luminaire (300mA) (72% Dimmed Circuit Watts - 70% Dimmed Drive Current) | Single Stage Dimming | 4101190006072 | 119
119 | Holophane Europe ltd | LED Street Lights |  | VMX.V2 32LED (Lux Mz) Street Lighting Luminaire (300mA) (77% Dimmed Circuit Watts - 75% Dimmed Drive Current) | Single Stage Dimming | 4101190006077 | 119
119 | Holophane Europe ltd | LED Street Lights |  | VMX.V2 32LED (Lux Mz) Street Lighting Luminaire (300mA) | Non Dimmed | 4101190006100 | 119
119 | Urbis Schreder | LED Street Lights |  | 40 LED 920mA DDP1 (50% Dimmed Circuit Watts) | Single Stage Dimming | 4101190007050 | 116
119 | Urbis Schreder | LED Street Lights |  | 40 LED 920mA DDP1 (75% Dimmed Circuit Watts) | Single Stage Dimming | 4101190007075 | 116
119 | Urbis Schreder | LED Street Lights |  | 40 LED 920mA DDP1 | Non Dimmed | 4101190007100 | 116
119 | Philips WRTL | LED Street Lights |  | Luma 1A Neutral White 16KLm 80 LED Constant Flux | Non Dimmed | 4101190999100 | 119
119 | Urbis Schréder | LED Street Lights | MLSD-Approved | 56 LED 700mA LF RE Module | Non Dimmed | 4101196000100 | 119
120 | OrangeTek | LED Street Lights |  | TERRALED 120A | Non Dimmed | 4101200000100 | 110
120 | Supernova LED Lighting Ltd | LED Street Lights |  | 120W (SSQ-25) | Non Dimmed | 4101200001100 | 116
120 | Holophane Europe ltd | LED Street Lights | 120W LEDgend | 120W LEDG | Non Dimmed | 4101200002100 | 131
120 | Gewiss UK | LED Street Lights |  | Street [O3] - GW87504 / GW87514 | Non Dimmed | 4101200003100 | 128
120 | ELTA-R Chenkin and Sie | LED Street Lights |  | SM 120 | Non Dimmed | 4101200005100 | 126
120 | ELTA-R Chenkin and Sie | LED Street Lights |  | SM 120D (52% dimmed circuit watts) | Single Stage Dimming | 4101200006052 | 126
120 | ELTA-R Chenkin and Sie | LED Street Lights |  | SM 120D | Non Dimmed | 4101200006100 | 126
120 | ELTA-R Chenkin and Sie | LED Street Lights |  | SM 120DF (52% dimmed circuit watts) | Single Stage Dimming | 4101200007052 | 128
120 | ELTA-R Chenkin and Sie | LED Street Lights |  | SM 120DF | Non Dimmed | 4101200007100 | 128
120 | ELTA-R Chenkin and Sie | LED Street Lights |  | SM 120F | Non Dimmed | 4101200008100 | 127
120 | Low Carbon Lighting Limited | LED Street Lights |  | LuxOn 120W (55% dimmed circuit watts ) | Single Stage Dimming | 4101200009055 | 120
120 | Low Carbon Lighting Limited | LED Street Lights |  | LuxOn 120W (74% Dimmed Circuit Watts) | Single Stage Dimming | 4101200009074 | 120
120 | Low Carbon Lighting Limited | LED Street Lights |  | LuxOn 120W | Non Dimmed | 4101200009100 | 120
120 | OrangeTek | LED Street Lights |  | ARIALED 110Xi (50% dimmed circuit watts) | Single Stage Dimming | 4101200010050 | 120
120 | OrangeTek | LED Street Lights |  | ARIALED 110Xi (69% dimmed circuit watts) | Single Stage Dimming | 4101200010069 | 120
120 | OrangeTek | LED Street Lights |  | ARIALED 110Xi | Non Dimmed | 4101200010100 | 120
120 | SolTex Global Ltd | LED Street Lights |  | 120W YZLD (40% dimmed circuit watts) | Single Stage Dimming | 4101200011040 | 121
120 | SolTex Global Ltd | LED Street Lights |  | 120W YZLD (60% dimmed circuit watts) | Single Stage Dimming | 4101200011060 | 121
120 | SolTex Global Ltd | LED Street Lights |  | 120W YZLD (80% dimmed circuit watts) | Single Stage Dimming | 4101200011080 | 121
120 | SolTex Global Ltd | LED Street Lights |  | 120W YZLD | Non Dimmed | 4101200011100 | 121
120 | Advanced LEDs Ltd | LED Street Lights | LED Modules | 120-6-6-CXL2-L3C-100-R12 (50% Dimmed Circuit Watts) | Single Stage Dimming | 4101200012050 | 120
120 | Advanced LEDs Ltd | LED Street Lights | LED Modules | 120-6-6-CXL2-L3C-100-R12 (74% Dimmed Circuit Watts) | Single Stage Dimming | 4101200012074 | 120
120 | Advanced LEDs Ltd | LED Street Lights | LED Modules | 120-6-6-CXL2-L3C-100-R12 | Non Dimmed | 4101200012100 | 120
120 | Vision Illumination | LED Street Lights |  | T1274 – V1-18 2100MA PTSE | Non Dimmed | 4101200013100 | 120
120 | OrangeTek | LED Street Lights |  | ARIALED130T (51% Dimmed Circuit Watts) | Single Stage Dimming | 4101200014051 | 120
120 | OrangeTek | LED Street Lights |  | ARIALED130 T (70% Dimmed Circuit Watts) | Single Stage Dimming | 4101200014070 | 120
120 | OrangeTek | LED Street Lights |  | ARIALED130 T | Non Dimmed | 4101200014100 | 120
120 | LEDUS | LED Street Lights |  | Street Light T19A Series 120W | Non Dimmed | 4101200015100 | 117
120 | Eco Lighting | LED Street Lights |  | UNI-STA3STA-NA-A2/MED-120-4-120-80:20-D2-T | Non Dimmed | 4101200016100 | 119
120 | CU Phosco Lighting | LED Street Lights |  | P510-2X9LED-740NW-550mA | Non Dimmed | 4101200017100 | 120
120 | CU Phosco Lighting | LED Street Lights |  | P853-64-**-NW-*600mA | Non Dimmed | 4101200018100 | 120
120 | GE Hungary Kft | LED Street Lights |  | SMBT/1/120 | Non Dimmed | 4101200019100 | 119
120 | Lite-On Technology Corporation | LED Street Lights |  | PA2-120H-350_BOL CLO (90%) | Non Dimmed | 4101200020100 | 120
120 | Urbis Schreder | LED Street Lights |  | 40 LED 1000mA DDP1 CLO (50% Dimmed Circuit Watts) | Single Stage Dimming | 4101200021050 | 120
120 | Urbis Schreder | LED Street Lights |  | 40 LED 1000mA DDP1 CLO (74% Dimmed Circuit Watts) | Single Stage Dimming | 4101200021074 | 120
120 | Urbis Schreder | LED Street Lights |  | 40 LED 1000mA DDP1 CLO | Non Dimmed | 4101200021100 | 120
120 | LED Evolution Ltd | LED Street Lights |  | LEDEVOSL 120W (24% Dimmed Circuit Watts) | Single Stage Dimming | 4101200022024 | 115
120 | LED Evolution Ltd | LED Street Lights |  | LEDEVOSL 120W (44% Dimmed Circuit Watts) | Single Stage Dimming | 4101200022044 | 115
120 | LED Evolution Ltd | LED Street Lights |  | LEDEVOSL 120W (64% Dimmed Circuit Watts) | Single Stage Dimming | 4101200022064 | 115
120 | LED Evolution Ltd | LED Street Lights |  | LEDEVOSL 120W (85% Dimmed Circuit Watts) | Single Stage Dimming | 4101200022085 | 115
120 | LED Evolution Ltd | LED Street Lights |  | LEDEVOSL 120W | Non Dimmed | 4101200022100 | 115
120 | Thorn Lighting | LED Street Lights |  | Thorn LED Module 120W | Non Dimmed | 4101200998100 | 120
120 | Philips WRTL | LED Street Lights |  | Luma 3A Cool White 25KLm 200 LED LED Constant Flux | Non Dimmed | 4101200999100 | 120
120 | Low Carbon Lighting Limited | LED Street Lights | MLSD - Approved | LuxOn 120W | Non Dimmed | 4101206009100 | 120
121 | Philips Lighting | LED Street Lights |  | LEDGine 104 LED Green Line | Non Dimmed | 4101210000100 | 121
121 | CU Phosco Lighting | LED Street Lights |  | P851-12 B 900mA 121W CLO | Non Dimmed | 4101210001100 | 121
121 | CU Phosco Lighting | LED Street Lights |  | P850 B 300mA 121W V2 | Non Dimmed | 4101210002100 | 121
121 | TRT Lighting | LED Street Lights |  | Aspect 4 121W | Non Dimmed | 4101210003100 | 121
121 | iGuzzini Illuminazione (UK) Ltd | LED Street Lights | 101W P2.51%: BH42 | Wow large Profile 2 - 450mA (51% dimmed circuit watts) | Single Stage Dimming | 4101210004051 | 123
121 | iGuzzini Illuminazione (UK) Ltd | LED Street Lights | 101W P2.70%: BH42 | Wow large Profile 2 - 450mA (70% dimmed circuit watts) | Single Stage Dimming | 4101210004070 | 123
121 | iGuzzini Illuminazione (UK) Ltd | LED Street Lights | 101W P2.100%: BH42 | Wow large Profile 2 - 450mA | Non Dimmed | 4101210004100 | 123
121 | Philips WRTL | LED Street Lights |  | Luma 2A Cool White 16.5KLm 60 LED, Neutral White 16.5KLm 80 LED Constant Flux | Non Dimmed | 4101210999100 | 121
121 | CU Phosco Lighting | LED Street Lights | MLSD-Approved | P851-12 B 900mA 121W CLO | Non Dimmed | 4101216001100 | 121
122 | LSII Europe | LED Street Lights |  | XRS3 * LED 63 550 CW UE/XAS3 * LED 63 550 CW UE | Non Dimmed | 4101220000100 | 122
122 | ASD Lighting | LED Street Lights |  | HIGHWAY CRYSTAL 80 LED 500mA | Non Dimmed | 4101220002100 | 123
122 | Thorn Lighting | LED Street Lights |  | Thorn LED Module 122W | Non Dimmed | 4101220998100 | 122
123 | Philips Lighting | LED Street Lights |  | LEDGine 2.2 Jan 2013 Grn146 740 Neutral White, Grn156 657 Cool White | Non Dimmed | 4101230000100 | 123
123 | CU Phosco Lighting | LED Street Lights |  | P850 300mA 123W V1 CLO | Non Dimmed | 4101230001100 | 123
123 | CU Phosco Lighting | LED Street Lights |  | P851-12 B 850mA 123W | Non Dimmed | 4101230002100 | 123
123 | Holophane Europe ltd | LED Street Lights |  | VMX.V8 128 LED Street Lighting Luminaire (350 mA) CLO (80%) (53% Dimmed Circuit Watts - 50% Dimmed Drive Current) | Single Stage Dimming | 4101230003053 | 123
123 | Holophane Europe ltd | LED Street Lights |  | VMX.V8 128 LED Street Lighting Luminaire (350 mA) CLO (80%) (62% Dimmed Circuit Watts - 60% Dimmed Drive Current) | Single Stage Dimming | 4101230003062 | 123
123 | Holophane Europe ltd | LED Street Lights |  | VMX.V8 128 LED Street Lighting Luminaire (350 mA) CLO (80%) (72% Dimmed Circuit Watts - 70% Dimmed Drive Current) | Single Stage Dimming | 4101230003072 | 123
123 | Holophane Europe ltd | LED Street Lights |  | VMX.V8 128 LED Street Lighting Luminaire (350 mA) CLO (80%) | Non Dimmed | 4101230003100 | 123
123 | Thorn Lighting | LED Street Lights |  | RPEC-Module 84L50 CLO | Non Dimmed | 4101230998100 | 123
123 | Philips WRTL | LED Street Lights |  | Luma 2A Cool White 18KLm 80 LED, Luma 3A Neutral White 18KLm 120 LED Constant Flux | Non Dimmed | 4101230999100 | 123
123 | CU Phosco Lighting | LED Street Lights | MLSD-Approved | P850 300mA 123W V1 CLO | Non Dimmed | 4101236001100 | 123
123 | CU Phosco Lighting | LED Street Lights | MLSD-Approved | P851-12 B 850mA 123W | Non Dimmed | 4101236002100 | 123
124 | Holophane Europe ltd | LED Street Lights |  | VMX.V4 64 LED Street Lighting Luminaire (700 mA) CLO (80%) (50% Dimmed Circuit Watts - 50% Dimmed Drive Current) | Single Stage Dimming | 4101240000050 | 124
124 | Holophane Europe ltd | LED Street Lights |  | VMX.V4 64 LED Street Lighting Luminaire (700 mA) CLO (80%) (60% Dimmed Circuit Watts - 60% Dimmed Drive Current) | Single Stage Dimming | 4101240000060 | 124
124 | Holophane Europe ltd | LED Street Lights |  | VMX.V4 64 LED Street Lighting Luminaire (700 mA) CLO (80%) (69% Dimmed Circuit Watts - 70% Dimmed Drive Current) | Single Stage Dimming | 4101240000069 | 124
124 | Holophane Europe ltd | LED Street Lights |  | VMX.V4 64 LED Street Lighting Luminaire (700 mA) CLO (80%) | Non Dimmed | 4101240000100 | 124
124 | Holophane Europe ltd | LED Street Lights |  | FTR 60LED Street Lighting Luminaire (700 mA) CLO (80%) (50% Dimmed Circuit Watts - 50% Dimmed Drive Current) | Single Stage Dimming | 4101240001050 | 124
124 | Holophane Europe ltd | LED Street Lights |  | FTR 60LED Street Lighting Luminaire (700 mA) CLO (80%) (60% Dimmed Circuit Watts - 60% Dimmed Drive Current) | Single Stage Dimming | 4101240001060 | 124
124 | Holophane Europe ltd | LED Street Lights |  | FTR 60LED Street Lighting Luminaire (700 mA) CLO (80%) (70% Dimmed Circuit Watts - 70% Dimmed Drive Current) | Single Stage Dimming | 4101240001070 | 124
124 | Holophane Europe ltd | LED Street Lights |  | FTR 60LED Street Lighting Luminaire (700 mA) CLO (80%) | Non Dimmed | 4101240001100 | 124
124 | GE Hungary Kft | LED Street Lights |  | SP L/2/F/B/124/40/D/ST/C1/P/P76 | Non Dimmed | 4101240002100 | 122
124 | Thorn Lighting | LED Street Lights |  | Thorn LED Module 124W | Non Dimmed | 4101240998100 | 124
124 | Philips WRTL | LED Street Lights |  | Luma 3A Neutral White 18KLm 140 LED Constant Flux | Non Dimmed | 4101240999100 | 124
124 | Philips WRTL | LED Street Lights | MLSD-Approved | Luma 3A Neutral White 18KLm 140 LED Constant Flux | Non Dimmed | 4101246999100 | 124
125 | Philips Lighting | LED Street Lights |  | LEDGine GRN146 Cool White 5700K 657 | Non Dimmed | 4101250000100 | 125
125 | Philips Lighting | LED Street Lights |  | LEDGine GRN137 Neutral White 4000K 740 | Non Dimmed | 4101250001100 | 125
125 | Philips Lighting | LED Street Lights |  | LEDGine GRN112 Warm White 3000k 830 | Non Dimmed | 4101250002100 | 125
125 | Advanced LEDS Ltd | LED Street Lights |  | CLIPPER 125W EL54 | Non Dimmed | 4101250003100 | 127
125 | TRT Lighting | LED Street Lights |  | Aspect 4 125W CLO | Non Dimmed | 4101250004100 | 125
125 | Holophane Europe ltd | LED Street Lights |  | VMX.V5 80 LED Street Lighting Luminaire (525 mA) (49% Dimmed Circuit Watts - 50% Dimmed Drive Current) | Single Stage Dimming | 4101250005049 | 125
125 | Holophane Europe ltd | LED Street Lights |  | VMX.V5 80 LED Street Lighting Luminaire (525 mA) (59% Dimmed Circuit Watts - 60% Dimmed Drive Current) | Single Stage Dimming | 4101250005059 | 125
125 | Holophane Europe ltd | LED Street Lights |  | VMX.V5 80 LED Street Lighting Luminaire (525 mA) (70% Dimmed Circuit Watts - 70% Dimmed Drive Current) | Single Stage Dimming | 4101250005070 | 125
125 | Holophane Europe ltd | LED Street Lights |  | VMX.V5 80 LED Street Lighting Luminaire (525 mA) (74% Dimmed Circuit Watts - 75% Dimmed Drive Current) | Single Stage Dimming | 4101250005074 | 125
125 | Holophane Europe ltd | LED Street Lights |  | VMX.V5 80 LED Street Lighting Luminaire (525 mA) | Non Dimmed | 4101250005100 | 125
125 | CU Phosco Lighting | LED Street Lights |  | P855-40-**-NW-*250 | Non Dimmed | 4101250006100 | 125
125 | CU Phosco Lighting | LED Street Lights |  | P510-2X9LED-740NW-600mA-CLO | Non Dimmed | 4101250007100 | 125
125 | Urbis Schréder | LED Street Lights |  | 48 LED 890mA DDP2 CLO (50% Dimmed Circuit Watts) | Single Stage Dimming | 4101250008050 | 125
125 | Urbis Schréder | LED Street Lights |  | 48 LED 890mA DDP2 CLO (74% Dimmed Circuit Watts) | Single Stage Dimming | 4101250008074 | 125
125 | Urbis Schréder | LED Street Lights |  | 48 LED 890mA DDP2 CLO | Non Dimmed | 4101250008100 | 125
125 | Philips WRTL | LED Street Lights |  | Luma 1A Neutral White 16.5KLm 80 LED, Luma 2A Cool White 19KLm Constant Flux | Non Dimmed | 4101250999100 | 125
125 | Philips WRTL | LED Street Lights | MLSD-Approved | Luma 1A Neutral White 16.5KLm 80 LED, Luma 2A Cool White 19KLm Constant Flux | Non Dimmed | 4101256999100 | 125
126 | Urbis Schréder | LED Street Lights |  | 80 LED LF RE 500mA Mod (50% Dimmed Circuit Watts) | Single Stage Dimming | 4101260000050 | 125
126 | Urbis Schréder | LED Street Lights |  | 80 LED LF RE 500mA Mod (73% Dimmed Circuit Watts) | Single Stage Dimming | 4101260000073 | 125
126 | Urbis Schréder | LED Street Lights |  | 80 LED 500mA | Non Dimmed | 4101260000100 | 125
126 | iGuzzini Illuminazione (UK) Ltd | LED Street Lights | 103W P2.52%: BK35 | Wow large Profile 2- 450mA (52% dimmed circuit watts) | Single Stage Dimming | 4101260001052 | 129
126 | iGuzzini Illuminazione (UK) Ltd | LED Street Lights | 103W P2.71%: BK35 | Wow large Profile 2- 450mA (71% dimmed circuit watts) | Single Stage Dimming | 4101260001071 | 129
126 | iGuzzini Illuminazione (UK) Ltd | LED Street Lights | 103W P2.100%: BK35 | Wow large Profile 2- 450mA | Non Dimmed | 4101260001100 | 129
126 | GE Hungary Kft | LED Street Lights |  | SP L/1/F/B/126/40/D/SP/C1/P/P76/R7035 | Non Dimmed | 4101260002100 | 124
126 | Holophane Europe ltd | LED Street Lights |  | VMX.V6 96 LED Street Lighting Luminaire (525 mA) CLO (70%) (50% Dimmed Circuit Watts - 50% Dimmed Drive Current) | Single Stage Dimming | 4101260003050 | 126
126 | Holophane Europe ltd | LED Street Lights |  | VMX.V6 96 LED Street Lighting Luminaire (525 mA) CLO (70%) (60% Dimmed Circuit Watts - 60% Dimmed Drive Current) | Single Stage Dimming | 4101260003060 | 126
126 | Holophane Europe ltd | LED Street Lights |  | VMX.V6 96 LED Street Lighting Luminaire (525 mA) CLO (70%) (69% Dimmed Circuit Watts - 70% Dimmed Drive Current) | Single Stage Dimming | 4101260003069 | 126
126 | Holophane Europe ltd | LED Street Lights |  | VMX.V6 96 LED Street Lighting Luminaire (525 mA) CLO (70%) | Non Dimmed | 4101260003100 | 126
126 | CU Phosco Lighting | LED Street Lights |  | P853-64-**-NW-*650mA-CLO | Non Dimmed | 4101260004100 | 126
126 | LG | LED Street Lights |  | S13vv0wwxyz (20% Dimmed Circuit Watts) | Single Stage Dimming | 4101260005020 | 127
126 | LG | LED Street Lights |  | S13vv0wwxyz (28% Dimmed Circuit Watts) | Single Stage Dimming | 4101260005028 | 127
126 | LG | LED Street Lights |  | S13vv0wwxyz (37% Dimmed Circuit Watts) | Single Stage Dimming | 4101260005037 | 127
126 | LG | LED Street Lights |  | S13vv0wwxyz (46% Dimmed Circuit Watts) | Single Stage Dimming | 4101260005046 | 127
126 | LG | LED Street Lights |  | S13vv0wwxyz (55% Dimmed Circuit Watts) | Single Stage Dimming | 4101260005055 | 127
126 | LG | LED Street Lights |  | S13vv0wwxyz (65% Dimmed Circuit Watts) | Single Stage Dimming | 4101260005065 | 127
126 | LG | LED Street Lights |  | S13vv0wwxyz (75% Dimmed Circuit Watts) | Single Stage Dimming | 4101260005075 | 127
126 | LG | LED Street Lights |  | S13vv0wwxyz (85% Dimmed Circuit Watts) | Single Stage Dimming | 4101260005085 | 127
126 | LG | LED Street Lights |  | S13vv0wwxyz (95% Dimmed Circuit Watts) | Single Stage Dimming | 4101260005095 | 127
126 | LG | LED Street Lights |  | S13vv0wwxyz | Non Dimmed | 4101260005100 | 127
126 | Lite-On Technology Corporation | LED Street Lights |  | PA2-120H-350 (27% Dimmed Circuit Watts) | Single Stage Dimming | 4101260006027 | 127
126 | Lite-On Technology Corporation | LED Street Lights |  | PA2-120H-350 (29% Dimmed Circuit Watts) | Single Stage Dimming | 4101260006029 | 127
126 | Lite-On Technology Corporation | LED Street Lights |  | PA2-120H-350 (44% Dimmed Circuit Watts) | Single Stage Dimming | 4101260006044 | 127
126 | Lite-On Technology Corporation | LED Street Lights |  | PA2-120H-350 (49% Dimmed Circuit Watts) | Single Stage Dimming | 4101260006049 | 127
126 | Lite-On Technology Corporation | LED Street Lights |  | PA2-120H-350 (62% Dimmed Circuit Watts) | Single Stage Dimming | 4101260006062 | 127
126 | Lite-On Technology Corporation | LED Street Lights |  | PA2-120H-350 (68% Dimmed Circuit Watts) | Single Stage Dimming | 4101260006068 | 127
126 | Lite-On Technology Corporation | LED Street Lights |  | PA2-120H-350 (69% Dimmed Circuit Watts) | Single Stage Dimming | 4101260006069 | 127
126 | Lite-On Technology Corporation | LED Street Lights |  | PA2-120H-350 (76% Dimmed Circuit Watts) | Single Stage Dimming | 4101260006076 | 127
126 | Lite-On Technology Corporation | LED Street Lights |  | PA2-120H-350 (89% Dimmed Circuit Watts) | Single Stage Dimming | 4101260006089 | 127
126 | Lite-On Technology Corporation | LED Street Lights |  | PA2-120H-350 | Non Dimmed | 4101260006100 | 127
126 | Thorn Lighting | LED Street Lights |  | Thorn LED Module 126W | Non Dimmed | 4101260998100 | 126
126 | Philips WRTL | LED Street Lights |  | Luma 1A Cool White 18KLm, Neutral White 17KLm 80 LED Constant Flux | Non Dimmed | 4101260999100 | 126
127 | Indal WRTL Exterior Lighting Ltd | LED Street Lights | White High Power LED System | Luma 3, 140 LED & 16000 Lumen Package (Dimmed 50% full power circuit watts) | Single Stage Dimming | 4101270000050 | 127
127 | Indal WRTL Exterior Lighting Ltd | LED Street Lights | White High Power LED System | Luma 3, 140 LED & 16000 Lumen Package (Dimmed 75% full power circuit watts) | Single Stage Dimming | 4101270000075 | 127
127 | Indal WRTL Exterior Lighting Ltd | LED Street Lights | White High Power LED System | Luma 3, 140 LED & 16000 Lumen Package | Non Dimmed | 4101270000100 | 127
127 | CU Phosco Lighting | LED Street Lights |  | P851-12 B 950mA 127W CLO | Non Dimmed | 4101270001100 | 127
127 | Urbis Schréder | LED Street Lights |  | 64LED LF700mA Module V4 CLO (50% dimmed circuit watts) | Single Stage Dimming | 4101270003050 | 127
127 | Urbis Schréder | LED Street Lights |  | 64 LED LF 700mA Module V4 CLO (75% dimmed circuit Watts) | Single Stage Dimming | 4101270003075 | 127
127 | Urbis Schréder | LED Street Lights |  | 64LED LF700mA Module V4 CLO | Non Dimmed | 4101270003100 | 127
127 | Urbis Schréder | LED Street Lights |  | 64 LED 700mA Module V5 CLO (50% dimmed circuit watts) | Single Stage Dimming | 4101270004050 | 127
127 | Urbis Schréder | LED Street Lights |  | 64 LED 700mA Module V5 CLO (75% dimmed circuit watts) | Single Stage Dimming | 4101270004075 | 127
127 | Urbis Schréder | LED Street Lights |  | 64 LED 700mA Module V5 CLO | Non Dimmed | 4101270004100 | 127
127 | Holophane Europe ltd | LED Street Lights |  | VMX.V2 32LED (Lux Mz) Street Lighting Luminaire (380mA) CLO (70%) (56% Dimmed Circuit Watts - 50% Dimmed Drive Current) | Single Stage Dimming | 4101270005056 | 127
127 | Holophane Europe ltd | LED Street Lights |  | VMX.V2 32LED (Lux Mz) Street Lighting Luminaire (380mA) CLO (70%) (65% Dimmed Circuit Watts - 60% Dimmed Drive Current) | Single Stage Dimming | 4101270005065 | 127
127 | Holophane Europe ltd | LED Street Lights |  | VMX.V2 32LED (Lux Mz) Street Lighting Luminaire (380mA) CLO (70%) (73% Dimmed Circuit Watts - 70% Dimmed Drive Current) | Single Stage Dimming | 4101270005073 | 127
127 | Holophane Europe ltd | LED Street Lights |  | VMX.V2 32LED (Lux Mz) Street Lighting Luminaire (380mA) CLO (70%) | Non Dimmed | 4101270005100 | 127
127 | Urbis Schreder | LED Street Lights |  | 40 LED 1000mA DDP1 (50% Dimmed Circuit Watts) | Single Stage Dimming | 4101270006050 | 127
127 | Urbis Schreder | LED Street Lights |  | 40 LED 1000mA DDP1 (74% Dimmed Circuit Watts) | Single Stage Dimming | 4101270006074 | 127
127 | Urbis Schreder | LED Street Lights |  | 40 LED 1000mA DDP1 | Non Dimmed | 4101270006100 | 127
127 | Philips WRTL | LED Street Lights |  | Luma 2A Cool White 17KLm 60 LED, Neutral White 18KLm 120 LED, Luma 3A Cool White 26KLm 200 LED Constant Flux | Non Dimmed | 4101270999100 | 127
127 | CU Phosco Lighting | LED Street Lights | MLSD-Approved | P851-12 B 950mA 127W CLO | Non Dimmed | 4101276001100 | 127
128 | GE Hungary Kft | LED Street Lights |  | SP H/1/F/B/12840/A/ST/C1/N/P76/R7035 (52% Dimmed Circuit Watts) | Single Stage Dimming | 4101280000052 | 126
128 | GE Hungary Kft | LED Street Lights |  | SP H/1/F/B/12840/A/ST/C1/N/P76/R7035 | Non Dimmed | 4101280000100 | 126
128 | Vestel | LED Street Lights |  | Streetlight neutral white M2 (29% Dimmed Circuit Watts) | Single Stage Dimming | 4101280001029 | 135
128 | Vestel | LED Street Lights |  | Streetlight neutral white M2 (54% Dimmed Circuit Watts) | Single Stage Dimming | 4101280001054 | 135
128 | Vestel | LED Street Lights |  | Streetlight neutral white M2 (81% Dimmed Circuit Watts) | Single Stage Dimming | 4101280001081 | 135
128 | Vestel | LED Street Lights |  | Streetlight neutral white M2 | Non Dimmed | 4101280001100 | 135
128 | Lite-On Technology Corporation | LED Street Lights |  | PA2-120H-MV-NW-N2-GY-350-PCR5-DALI | Non Dimmed | 4101280002100 | 127
128 | Holophane Europe ltd | LED Street Lights |  | FTR 60LED Street Lighting Luminaire (700 mA) CLO (85%) | Non Dimmed | 4101280003100 | 128
128 | Thorn Lighting | LED Street Lights |  | Thorn LED Module 128W | Non Dimmed | 4101280998100 | 128
128 | Philips WRTL | LED Street Lights |  | Luma 3A Neutral White 19KLm 180 LED Constant Flux | Non Dimmed | 4101280999100 | 128
129 | Philips Lighting | LED Street Lights |  | LEDGine 72 LED Economy Line (Cool White 5600k) | Non Dimmed | 4101290000100 | 129
129 | CU Phosco Lighting | LED Street Lights |  | P850 300mA 129W V1 | Non Dimmed | 4101290001100 | 129
129 | Philips Lighting | LED Street Lights |  | LEDGine 2.2 Jan 2013 ECO142 740 Neutral White, ECO151 657 Cool White | Non Dimmed | 4101290002100 | 129
129 | OrangeTek | LED Street Lights |  | ARIALED 120Xi (50% dimmed circuit watts) | Single Stage Dimming | 4101290003050 | 129
129 | OrangeTek | LED Street Lights |  | ARIALED 120Xi (70% dimmed circuit watts) | Single Stage Dimming | 4101290003070 | 129
129 | OrangeTek | LED Street Lights |  | ARIALED 120Xi | Non Dimmed | 4101290003100 | 129
129 | DW Windsor Ltd | LED Street Lights |  | 3LX2-113-15 LED Engine - 1000mA CLO (27% Dimmed Circuit Watts) | Single Stage Dimming | 4101290004027 | 129
129 | DW Windsor Ltd | LED Street Lights |  | 3LX2-113-15 LED Engine - 1000mA CLO (50% Dimmed Circuit Watts0 | Single Stage Dimming | 4101290004050 | 129
129 | DW Windsor Ltd | LED Street Lights |  | 3LX2-113-15 LED Engine - 1000mA CLO (70% Dimmed Circuit Watts) | Single Stage Dimming | 4101290004070 | 129
129 | DW Windsor Ltd | LED Street Lights |  | 3LX2-113-15 LED Engine - 1000mA CLO (75% Dimmed Circuit Watts) | Single Stage Dimming | 4101290004075 | 129
129 | DW Windsor Ltd | LED Street Lights |  | 3LX2-113-15 LED Engine - 1000mA CLO | Non Dimmed | 4101290004100 | 129
129 | GE Hungary Kft | LED Street Lights |  | SP H/2/F/B/129/40/A/ST/C1/N/P76 (50% Dimmed Circuit Watts) | Single Stage Dimming | 4101290005050 | 126
129 | GE Hungary Kft | LED Street Lights |  | SP H/2/F/B/129/40/A/ST/C1/N/P76 (67% Dimmed Circuit Watts) | Single Stage Dimming | 4101290005067 | 126
129 | GE Hungary Kft | LED Street Lights |  | SP H/2/F/B/129/40/A/ST/C1/N/P76 (74% Dimmed Circuit Watts) | Single Stage Dimming | 4101290005074 | 126
129 | GE Hungary Kft | LED Street Lights |  | SP H/2/F/B/129/40/A/ST/C1/N/P76 | Non Dimmed | 4101290005100 | 126
129 | Philips WRTL | LED Street Lights |  | Luma 1A Neutral White 17KLm 80 LED Constant Flux | Non Dimmed | 4101290999100 | 129
129 | CU Phosco Lighting | LED Street Lights | MLSD-Approved | P850 300mA 129W V1 | Non Dimmed | 4101296001100 | 129
130 | Philips Lighting | LED Street Lights |  | LEDGine 112 LED Green Line | Non Dimmed | 4101300000100 | 130
130 | Easy Energy Solution LTD | LED Street Lights |  | SL120 | Non Dimmed | 4101300001100 | 129
130 | OrangeTek | LED Street Lights |  | ARIALED140T (51% Dimmed Circuit Watts) | Single Stage Dimming | 4101300002051 | 130
130 | OrangeTek | LED Street Lights |  | ARIALED140 T (70% Dimmed Circuit Watts) | Single Stage Dimming | 4101300002070 | 130
130 | OrangeTek | LED Street Lights |  | ARIALED140 T | Non Dimmed | 4101300002100 | 130
130 | Holophane Europe ltd | LED Street Lights |  | VMX.V8 128 LED Street Lighting Luminaire (350 mA) CLO (90%) (52% Dimmed Circuit Watts - 50% Dimmed Drive Current) | Single Stage Dimming | 4101300003052 | 130
130 | Holophane Europe ltd | LED Street Lights |  | VMX.V8 128 LED Street Lighting Luminaire (350 mA) CLO (90%) (62% Dimmed Circuit Watts - 60% Dimmed Drive Current) | Single Stage Dimming | 4101300003062 | 130
130 | Holophane Europe ltd | LED Street Lights |  | VMX.V8 128 LED Street Lighting Luminaire (350 mA) CLO (90%) (72% Dimmed Circuit Watts - 70% Dimmed Drive Current) | Single Stage Dimming | 4101300003072 | 130
130 | Holophane Europe ltd | LED Street Lights |  | VMX.V8 128 LED Street Lighting Luminaire (350 mA) CLO (90%) | Non Dimmed | 4101300003100 | 130
130 | CU Phosco Lighting | LED Street Lights |  | P855-40-**-NW-*275-CLO | Non Dimmed | 4101300004100 | 130
130 | CU Phosco Lighting | LED Street Lights |  | P853-64-**-NW-*650mA | Non Dimmed | 4101300005100 | 130
131 | LED Roadway Lighting | LED Street Lights |  | Satellite Series 131W Model S72M | Non Dimmed | 4101310000100 | 136
131 | Indal WRTL Exterior Lighting Ltd | LED Street Lights | White High Power LED System | Luma 3, 180 LED & 17000 Lumen Package (Dimmed 50% full power circuit watts) | Single Stage Dimming | 4101310001050 | 131
131 | Indal WRTL Exterior Lighting Ltd | LED Street Lights | White High Power LED System | Luma 3, 180 LED & 17000 Lumen Package (Dimmed 75% full power circuit watts) | Single Stage Dimming | 4101310001075 | 131
131 | Indal WRTL Exterior Lighting Ltd | LED Street Lights | White High Power LED System | Luma 3, 180 LED & 17000 Lumen Package | Non Dimmed | 4101310001100 | 131
131 | Philips Lighting | LED Street Lights |  | Clearway LED 12200 Lumens 4000K Neutral White BGP303 122S 740 | Non Dimmed | 4101310002100 | 131
131 | TRT Lighting | LED Street Lights |  | Aspect 3 131 ((52% Dimmed Circuit Watts) | Single Stage Dimming | 4101310003051 | 131
131 | TRT Lighting | LED Street Lights |  | Aspect 3 131W (73% Dimmed Circuit Watts) | Single Stage Dimming | 4101310003073 | 131
131 | TRT Lighting | LED Street Lights |  | Aspect 3 131W | Non Dimmed | 4101310003100 | 131
131 | CU Phosco Lighting | LED Street Lights |  | P851-12 B 900mA 131W | Non Dimmed | 4101310004100 | 131
131 | Urbis Schréder | LED Street Lights |  | 128 LED LF 350mA Module V4 CLO (53% dimmed circuit Watts) | Single Stage Dimming | 4101310005053 | 131
131 | Urbis Schréder | LED Street Lights |  | 128 LED LF 350mA Module V4 CLO (76% dimmed circuit Watts) | Single Stage Dimming | 4101310005076 | 131
131 | Urbis Schréder | LED Street Lights |  | 128 LED LF 350mA Module V4 CLO | Non Dimmed | 4101310005100 | 131
131 | GE Hungary Kft | LED Street Lights |  | SP H/1/F/B/13140/A/ST/C1/N/P76/R7035 (64% Dimmed Circuit Watts) | Single Stage Dimming | 4101310006064 | 129
131 | GE Hungary Kft | LED Street Lights |  | SP H/1/F/B/131/40/A/ST/C1/N/P76/R7035 (68% Dimmed Circuit Watts) | Single Stage Dimming | 4101310006068 | 129
131 | GE Hungary Kft | LED Street Lights |  | SP H/1/F/B/131/40/A/ST/C1/N/P76/R7035 (75% Dimmed Circuit Watts) | Single Stage Dimming | 4101310006075 | 129
131 | GE Hungary Kft | LED Street Lights |  | SP H/1/F/B/13140/A/ST/C1/N/P76/R7035 | Non Dimmed | 4101310006100 | 129
131 | Holophane Europe ltd | LED Street Lights |  | VMX.V4 64 LED Street Lighting Luminaire (700 mA) CLO (90%) (50% Dimmed Circuit Watts - 50% Dimmed Drive Current) | Single Stage Dimming | 4101310007050 | 131
131 | Holophane Europe ltd | LED Street Lights |  | VMX.V4 64 LED Street Lighting Luminaire (700 mA) CLO (90%) (60% Dimmed Circuit Watts - 60% Dimmed Drive Current) | Single Stage Dimming | 4101310007060 | 131
131 | Holophane Europe ltd | LED Street Lights |  | VMX.V4 64 LED Street Lighting Luminaire (700 mA) CLO (90%) (69% Dimmed Circuit Watts - 70% Dimmed Drive Current) | Single Stage Dimming | 4101310007069 | 131
131 | Holophane Europe ltd | LED Street Lights |  | VMX.V4 64 LED Street Lighting Luminaire (700 mA) CLO (90%) | Non Dimmed | 4101310007100 | 131
131 | OrangeTek | LED Street Lights |  | Arialed 60, 600mA, DT (50% Dimmed Circuit Watts) | Single Stage Dimming | 4101310008050 | 131
131 | OrangeTek | LED Street Lights |  | Arialed 60, 600mA, DT (71% Dimmed Circuit Watts) | Single Stage Dimming | 4101310008071 | 131
131 | OrangeTek | LED Street Lights |  | Arialed 60, 700mA, DT | Non Dimmed | 4101310008100 | 131
131 | CU Phosco Lighting | LED Street Lights |  | P510-2X9LED-740NW-600mA | Non Dimmed | 4101310009100 | 131
131 | Holophane Europe ltd | LED Street Lights |  | FTR 60LED Street Lighting Luminaire (700 mA) CLO (90%) (50% Dimmed Circuit Watts - 50% Dimmed Drive Current) | Single Stage Dimming | 4101310010050 | 131
131 | Holophane Europe ltd | LED Street Lights |  | FTR 60LED Street Lighting Luminaire (700 mA) CLO (90%) (60% Dimmed Circuit Watts - 60% Dimmed Drive Current) | Single Stage Dimming | 4101310010060 | 131
131 | Holophane Europe ltd | LED Street Lights |  | FTR 60LED Street Lighting Luminaire (700 mA) CLO (90%) (69% Dimmed Circuit Watts - 70% Dimmed Drive Current) | Single Stage Dimming | 4101310010069 | 131
131 | Holophane Europe ltd | LED Street Lights |  | FTR 60LED Street Lighting Luminaire (700 mA) CLO (90%) | Non Dimmed | 4101310010100 | 131
131 | Thorn Lighting | LED Street Lights |  | Thorn LED Module 131W | Non Dimmed | 4101310998100 | 131
131 | CU Phosco Lighting | LED Street Lights | MLSD-Approved | P851-12 B 900mA 131W | Non Dimmed | 4101316004100 | 131
132 | Philips Lighting | LED Street Lights |  | LEDGine GRN120 Warm White 3000k 830 | Non Dimmed | 4101320000100 | 132
132 | Philips Lighting | LED Street Lights |  | LEDGine 2.2 Jan 2013 Grn156 740 Neutral White, Grn166 657 Cool White | Non Dimmed | 4101320001100 | 132
132 | CREE Lighting | LED Street Lights | CREE LEDway Road 60 LED unit | 60 LED CREE LEDway Road driven at 700mA (51% Dimmed Circuit Watts) | Single Stage Dimming | 4101320002051 | 132
132 | CREE Lighting | LED Street Lights | CREE LEDway Road 60 LED unit | 60 LED CREE LEDway Road driven at 700mA (65% Dimmed Circuit Watts) | Single Stage Dimming | 4101320002065 | 132
132 | CREE Lighting | LED Street Lights | CREE LEDway Road 60 LED unit | 60 LED CREE LEDway Road driven at 700mA (76% Dimmed Circuit Watts) | Single Stage Dimming | 4101320002076 | 132
132 | CREE Lighting | LED Street Lights | CREE LEDway Road 60 LED unit | 60 LED CREE LEDway Road driven at 700mA (83% Dimmed Circuit Watts) | Single Stage Dimming | 4101320002083 | 132
132 | CREE Lighting | LED Street Lights | CREE LEDway Road 60 LED unit | 60 LED CREE LEDway Road driven at 700mA | Non Dimmed | 4101320002100 | 132
132 | Urbis Schréder | LED Street Lights |  | 128 LED 350mA LF Module V5 CLO (52% dimmed circuit watts) | Single Stage Dimming | 4101320003052 | 132
132 | Urbis Schréder | LED Street Lights |  | 128 LED 350mA LF Module V5 CLO (75% dimmed circuit watts) | Single Stage Dimming | 4101320003075 | 132
132 | Urbis Schréder | LED Street Lights |  | 128 LED 350mA LF Module V5 CLO | Non Dimmed | 4101320003100 | 132
132 | Philips WRTL | LED Street Lights |  | Luma 2A Cool White 20KLm,Cool White 19KLm 80 LED, Luma 3A Neutral White 18.5KLm 120 LED Constant Flux | Non Dimmed | 4101320999100 | 132
132 | Philips WRTL | LED Street Lights | MLSD-Approved | Luma 2A Cool White 20KLm,Cool White 19KLm 80 LED, Luma 3A Neutral White 18.5KLm 120 LED Constant Flux | Non Dimmed | 4101326999100 | 132
133 | Indal WRTL Exterior Lighting Ltd | LED Street Lights | White High Power LED System | Luma 2, 80 LED & 14000 Lumen Package (Dimmed 50% full power circuit watts) | Single Stage Dimming | 4101330000050 | 133
133 | Indal WRTL Exterior Lighting Ltd | LED Street Lights | White High Power LED System | Luma 2, 80 LED & 14000 Lumen Package (Dimmed 75% full power circuit watts) | Single Stage Dimming | 4101330000075 | 133
133 | Indal WRTL Exterior Lighting Ltd | LED Street Lights | White High Power LED System | Luma 2, 80 LED & 14000 Lumen Package | Non Dimmed | 4101330000100 | 133
133 | Philips Lighting | LED Street Lights |  | LEDGine GRN146 Neutral White 4000K 740 | Non Dimmed | 4101330001100 | 132
133 | Philips Lighting | LED Street Lights |  | LEDGine GRN156 Cool White 5700K 657 | Non Dimmed | 4101330002100 | 132
133 | iGuzzini Illuminazione (UK) Ltd | LED Street Lights | 104W P3-52%: BH58 | WOW big Profile 3 - 525mA (52% dimmed circuit watts) | Single Stage Dimming | 4101330003052 | 147
133 | iGuzzini Illuminazione (UK) Ltd | LED Street Lights | 104W P3-71%: BH58 | WOW big Profile 3 - 525mA (71% dimmed circuit watts) | Single Stage Dimming | 4101330003071 | 147
133 | iGuzzini Illuminazione (UK) Ltd | LED Street Lights | 104W P3-100%: BH58 | WOW big Profile 3 - 525mA | Non Dimmed | 4101330003100 | 147
133 | LED Roadway Lighting | LED Street Lights |  | NXT-60 133W | Non Dimmed | 4101330004100 | 134
133 | LED Roadway Lighting | LED Street Lights |  | NXT-60 133W CLO (69% Dimmed Circuit Watts) | Single Stage Dimming | 4101330005069 | 130
133 | LED Roadway Lighting | LED Street Lights |  | NXT-60 133W CLO | Non Dimmed | 4101330005100 | 130
133 | OrangeTek | LED Street Lights |  | Arialed 60, 700mA, PA (49% Dimmed Circuit Watts) | Single Stage Dimming | 4101330006049 | 133
133 | OrangeTek | LED Street Lights |  | Arialed 60, 700mA, PA (68% Dimmed Circuit Watts) | Single Stage Dimming | 4101330006068 | 133
133 | OrangeTek | LED Street Lights |  | Arialed 60, 700mA, PA 100% | Non Dimmed | 4101330006100 | 133
133 | Thorn Lighting | LED Street Lights |  | Thorn LED Module 133W | Non Dimmed | 4101330998100 | 133
133 | Philips WRTL | LED Street Lights |  | Luma 3A Cool White 27KLm 200 LED Constant Flux | Non Dimmed | 4101330999100 | 133
134 | Philips Lighting | LED Street Lights |  | LEDGine ECO151 Cool White 5700K 657/LEDGine ECO142 Neutral White 4000K 740 | Non Dimmed | 4101340000100 | 128
134 | THORN-Europhane | LED Street Lights |  | Indra134 | Non Dimmed | 4101340001100 | 133
134 | CU Phosco Lighting | LED Street Lights |  | P851-12 B 1000mA 134W CLO | Non Dimmed | 4101340002100 | 134
134 | LightSense | LED Street Lights |  | LLS-7799-STR9 | Non Dimmed | 4101340003100 | 138
134 | CREE Lighting | LED Street Lights | CREE LEDway Road 120 LED unit | 120 LED CREE LEDway Road driven at 350mA | Non Dimmed | 4101340004100 | 134
134 | Thorn Lighting | LED Street Lights |  | R-PEC LED Module, 84 LED's @500mA R2L2 M 84L50 | Non Dimmed | 4101340005100 | 134
134 | Holophane Europe ltd | LED Street Lights |  | VMX.V6 96 LED Street Lighting Luminaire (525 mA) CLO (80%) (49% Dimmed Circuit Watts - 50% Dimmed Drive Current) | Single Stage Dimming | 4101340006049 | 134
134 | Holophane Europe ltd | LED Street Lights |  | VMX.V6 96 LED Street Lighting Luminaire (525 mA) CLO (80%) (59% Dimmed Circuit Watts - 60% Dimmed Drive Current) | Single Stage Dimming | 4101340006059 | 134
134 | Holophane Europe ltd | LED Street Lights |  | VMX.V6 96 LED Street Lighting Luminaire (525 mA) CLO (80%) (69% Dimmed Circuit Watts - 70% Dimmed Drive Current) | Single Stage Dimming | 4101340006069 | 134
134 | Holophane Europe ltd | LED Street Lights |  | VMX.V6 96 LED Street Lighting Luminaire (525 mA) CLO (80%) | Non Dimmed | 4101340006100 | 134
134 | Thorn Lighting | LED Street Lights |  | Thorn LED Module 134W | Non Dimmed | 4101340998100 | 134
134 | Philips WRTL | LED Street Lights |  | Luma 2A Neutral White 19KLm 120 LED Constant Flux | Non Dimmed | 4101340999100 | 134
134 | CU Phosco Lighting | LED Street Lights | MLSD-Approved | P851-12 B 1000mA 134W CLO | Non Dimmed | 4101346002100 | 134
135 | Urbis Schréder | LED Street Lights |  | 64 LED 700mA LF RE Module (50% Dimmed Circuit Watts) | Single Stage Dimming | 4101350000050 | 135
135 | Urbis Schréder | LED Street Lights |  | 64 LED 700mA LF RE Module (76% Dimmed Circuit Watts) | Single Stage Dimming | 4101350000076 | 135
135 | Urbis Schréder | LED Street Lights |  | 64 LED 700mA LF RE Module | Non Dimmed | 4101350000100 | 135
135 | Thorn Lighting | LED Street Lights |  | OXANE L 135W | Non Dimmed | 4101350001100 | 136
135 | LED Roadway Lighting | LED Street Lights |  | NXT-72 135W | Non Dimmed | 4101350002100 | 136
135 | LED Roadway Lighting | LED Street Lights |  | NXT-72 135W CLO (70% Dimmed Circuit Watts) | Single Stage Dimming | 4101350003070 | 130
135 | LED Roadway Lighting | LED Street Lights |  | NXT-72 135W CLO | Non Dimmed | 4101350003100 | 130
135 | OrangeTek | LED Street Lights |  | Arialed 60, 700mA, PP (50% Dimmed Circuit Watts) | Single Stage Dimming | 4101350004050 | 135
135 | OrangeTek | LED Street Lights |  | Arialed 60, 700mA, PP (69% Dimmed Circuit Watts) | Single Stage Dimming | 4101350004069 | 135
135 | OrangeTek | LED Street Lights |  | Arialed 60, 700mA, PP 100% | Non Dimmed | 4101350004100 | 135
135 | CU Phosco Lighting | LED Street Lights |  | P510-2X9LED-740NW-650mA-CLO | Non Dimmed | 4101350005100 | 135
135 | Holophane Europe ltd | LED Street Lights |  | VMX.V2 32LED (Lux Mz) Street Lighting Luminaire (380mA) CLO (80%) (55% Dimmed Circuit Watts - 50% Dimmed Drive Current) | Single Stage Dimming | 4101350006055 | 135
135 | Holophane Europe ltd | LED Street Lights |  | VMX.V2 32LED (Lux Mz) Street Lighting Luminaire (380mA) CLO (80%) (64% Dimmed Circuit Watts - 60% Dimmed Drive Current) | Single Stage Dimming | 4101350006064 | 135
135 | Holophane Europe ltd | LED Street Lights |  | VMX.V2 32LED (Lux Mz) Street Lighting Luminaire (380mA) CLO (80%) (73% Dimmed Circuit Watts - 70% Dimmed Drive Current) | Single Stage Dimming | 4101350006073 | 135
135 | Holophane Europe ltd | LED Street Lights |  | VMX.V2 32LED (Lux Mz) Street Lighting Luminaire (380mA) CLO (80%) | Non Dimmed | 4101350006100 | 135
135 | Thorn Lighting | LED Street Lights |  | Thorn LED Module 135W | Non Dimmed | 4101350998100 | 135
135 | Urbis Schréder | LED Street Lights | MLSD-Approved | 64 LED 700mA LF RE Module | Non Dimmed | 4101356000100 | 135
136 | Indal WRTL Exterior Lighting Ltd | LED Street Lights | White High Power LED System | Luma 3, 200 LED & 18000 Lumen Package (Dimmed 50% full power circuit watts) | Single Stage Dimming | 4101360000050 | 136
136 | Indal WRTL Exterior Lighting Ltd | LED Street Lights | White High Power LED System | Luma 3, 200 LED & 18000 Lumen Package (Dimmed 75% full power circuit watts) | Single Stage Dimming | 4101360000075 | 136
136 | Indal WRTL Exterior Lighting Ltd | LED Street Lights | White High Power LED System | Luma 3, 200 LED & 18000 Lumen Package | Non Dimmed | 4101360000100 | 136
136 | Urbis Schréder | LED Street Lights |  | 128 LED LF 350mA Mod V4 (53% Dimmed Circuit Watts) | Single Stage Dimming | 4101360001053 | 136
136 | Urbis Schréder | LED Street Lights |  | 128 LED LF 350mA Mod V4 (77% Dimmed Circuit Watts) | Single Stage Dimming | 4101360001077 | 136
136 | Urbis Schréder | LED Street Lights |  | 128 LED LF 350mA Mod V4 | Non Dimmed | 4101360001100 | 136
136 | Holophane Europe ltd | LED Street Lights |  | VMX.V8 128 LED Street Lighting Luminaire (350 mA) (53% Dimmed Circuit Watts - 50% Dimmed Drive Current) | Single Stage Dimming | 4101360002053 | 136
136 | Holophane Europe ltd | LED Street Lights |  | VMX.V8 128 LED Street Lighting Luminaire (350 mA) (62% Dimmed Circuit Watts - 60% Dimmed Drive Current) | Single Stage Dimming | 4101360002062 | 136
136 | Holophane Europe ltd | LED Street Lights |  | VMX.V8 128 LED Street Lighting Luminaire (350 mA) (71% Dimmed Circuit Watts - 70% Dimmed Drive Current) | Single Stage Dimming | 4101360002071 | 136
136 | Holophane Europe ltd | LED Street Lights |  | VMX.V8 128 LED Street Lighting Luminaire (350 mA) (76% Dimmed Circuit Watts - 75% Dimmed Drive Current) | Single Stage Dimming | 4101360002076 | 136
136 | Holophane Europe ltd | LED Street Lights |  | VMX.V8 128 LED Street Lighting Luminaire (350 mA) | Non Dimmed | 4101360002100 | 136
136 | Lite-On Technology Corporation | LED Street Lights |  | PA2-60H-MV-NW-N2-GY-700-PCR5-DALI | Non Dimmed | 4101360003100 | 130
136 | CU Phosco Lighting | LED Street Lights |  | P853-64-**-NW-*700mA-CLO | Non Dimmed | 4101360004100 | 136
136 | Holophane Europe ltd | LED Street Lights |  | VMX.V3 48 LED Street Lighting Luminaire (1000 mA) CLO (70%) (51% Dimmed Circuit Watts - 50% Dimmed Drive Current) | Single Stage Dimming | 4101360005051 | 136
136 | Holophane Europe ltd | LED Street Lights |  | VMX.V3 48 LED Street Lighting Luminaire (1000 mA) CLO (70%) (60% Dimmed Circuit Watts - 60% Dimmed Drive Current) | Single Stage Dimming | 4101360005060 | 136
136 | Holophane Europe ltd | LED Street Lights |  | VMX.V3 48 LED Street Lighting Luminaire (1000 mA) CLO (70%) (70% Dimmed Circuit Watts - 70% Dimmed Drive Current) | Single Stage Dimming | 4101360005070 | 136
136 | Holophane Europe ltd | LED Street Lights |  | VMX.V3 48 LED Street Lighting Luminaire (1000 mA) CLO (70%) | Non Dimmed | 4101360005100 | 136
136 | Urbis Schréder | LED Street Lights |  | 48 LED 960mA DDP2 CLO (49% Dimmed Circuit Watts) | Single Stage Dimming | 4101360006049 | 136
136 | Urbis Schréder | LED Street Lights |  | 48 LED 960mA DDP2 CLO (74% Dimmed Circuit Watts) | Single Stage Dimming | 4101360006074 | 136
136 | Urbis Schréder | LED Street Lights |  | 48 LED 960mA DDP2 CLO | Non Dimmed | 4101360006100 | 136
136 | Philips WRTL | LED Street Lights |  | Luma 1A Cool White 19KLm, Luma 3A Neutral White 20KLm 180 LED Constant Flux | Non Dimmed | 4101360999100 | 136
137 | CU Phosco RUUD Lighting | LED Street Lights | 60D LED MINOR ROAD LUMINAIRE | Ledway RoadL*D***06D Code = Product description (must be LXD or LYD), optic type (any), mounting (any), number of LEDs (must be 06 actually = 60 LEDs), Type of LED (must be D), colour (any). | Non Dimmed | 4101370000100 | 134
137 | CU Phosco RUUD Lighting | LED Street Lights |  | Ledway Road L*D ** * 06D **I5 (Reduced Operation 76% Circuit Watts) Code = Product description (must be LXD or LYD), optic type (any), mounting (any), number of LEDs (must be 06 actually = 60 LEDs), Type of LED (must be D), colour (any), running current (must be I5 - actually 525mA) | Non Dimmed | 4101370002100 | 102
137 | CU Phosco RUUD Lighting | LED Street Lights |  | Ledway Road L*D ** * 06D**I3 (Reduced Operation 51% Circuit Watts) Code = Product description (must be LXD or LYD), optic type (any), mounting (any), number of LEDs (must be 06 actually = 60 LEDs), Type of LED (must be D), colour (any), running current (must be I3 - actually 350mA) | Non Dimmed | 4101370003100 | 69
137 | CREE Lighting | LED Street Lights | CREE LEDway Road 80 LED unit | 80 LED CREE LEDway Road driven at 525mA | Non Dimmed | 4101370004100 | 137
137 | iGuzzini Illuminazione (UK) Ltd | LED Street Lights | 101W P3.52%: BH42 | Wow large Profile 3 - 525mA (52% dimmed circuit watts) | Single Stage Dimming | 4101370005052 | 139
137 | iGuzzini Illuminazione (UK) Ltd | LED Street Lights | 101W P3.71%: BH42 | Wow large Profile 3 - 525mA (71% dimmed circuit watts) | Single Stage Dimming | 4101370005071 | 139
137 | iGuzzini Illuminazione (UK) Ltd | LED Street Lights | 101W P3.100%: BH42 | Wow large Profile 3 - 525mA | Non Dimmed | 4101370005100 | 139
137 | iGuzzini Illuminazione (UK) Ltd | LED Street Lights | 96W P3.52%: BH43 and 98W P3.52%: BH65 | Wow large Profile 3 - 525mA (52% dimmed circuit watts) | Single Stage Dimming | 4101370006052 | 139
137 | iGuzzini Illuminazione (UK) Ltd | LED Street Lights | 96W P3.71%: BH43 and 98W P3.71%: BH65 | Wow large Profile 3 - 525mA (71% dimmed circuit watts) | Single Stage Dimming | 4101370006071 | 139
137 | iGuzzini Illuminazione (UK) Ltd | LED Street Lights | 96W P3.100%: BH43 and 98W P3.100%: BH65 | Wow large Profile 3 - 525mA | Non Dimmed | 4101370006100 | 139
137 | CU Phosco Lighting | LED Street Lights |  | P855-40-**-NW-*275 | Non Dimmed | 4101370007100 | 137
137 | Thorn Lighting | LED Street Lights |  | Thorn LED Module 137W | Non Dimmed | 4101370008100 | 137
137 | Vizulo Ltd | LED Street Lights |  | Stork, Stork Little Brother: 64 LEDs (PB driver) (9% Dimmed Circuit Watts) | Single Stage Dimming | 4101370009009 | 137
137 | Vizulo Ltd | LED Street Lights |  | Stork, Stork Little Brother: 64 LEDs (PB driver) (30% Dimmed Circuit Watts) | Single Stage Dimming | 4101370009030 | 137
137 | Vizulo Ltd | LED Street Lights |  | Stork, Stork Little Brother: 64 LEDs (PB driver) (36% Dimmed Circuit Watts) | Single Stage Dimming | 4101370009036 | 137
137 | Vizulo Ltd | LED Street Lights |  | Stork, Stork Little Brother: 64 LEDs (PB driver) (43% Dimmed Circuit Watts) | Single Stage Dimming | 4101370009043 | 137
137 | Vizulo Ltd | LED Street Lights |  | Stork, Stork Little Brother: 64 LEDs (PB driver) (50% Dimmed Circuit Watts) | Single Stage Dimming | 4101370009050 | 137
137 | Vizulo Ltd | LED Street Lights |  | Stork, Stork Little Brother: 64 LEDs (PB driver) (57% Dimmed Circuit Watts) | Single Stage Dimming | 4101370009057 | 137
137 | Vizulo Ltd | LED Street Lights |  | Stork, Stork Little Brother: 64 LEDs (PB driver) (64% Dimmed Circuit Watts) | Single Stage Dimming | 4101370009064 | 137
137 | Vizulo Ltd | LED Street Lights |  | Stork, Stork Little Brother: 64 LEDs (PB driver) (72% Dimmed Circuit Watts) | Single Stage Dimming | 4101370009072 | 137
137 | Vizulo Ltd | LED Street Lights |  | Stork, Stork Little Brother: 64 LEDs (PB driver) (81% Dimmed Circuit Watts) | Single Stage Dimming | 4101370009081 | 137
137 | Vizulo Ltd | LED Street Lights |  | Stork, Stork Little Brother: 64 LEDs (PB driver) (91% Dimmed Circuit Watts) | Single Stage Dimming | 4101370009091 | 137
137 | Vizulo Ltd | LED Street Lights |  | Stork, Stork Little Brother: 64 LEDs (PB driver) | Non Dimmed | 4101370009100 | 137
137 | NVC Lighting | LED Street Lights |  | NBF137/OP2/740, NBF137/OP3/740, NBF137/OP4/740, NBF137/OP5/740 (21% Dimmed Circuit Watts) | Single Stage Dimming | 4101370010021 | 137
137 | NVC Lighting | LED Street Lights |  | NBF137/OP2/740, NBF137/OP3/740, NBF137/OP4/740, NBF137/OP5/740 (40% Dimmed Circuit Watts) | Single Stage Dimming | 4101370010040 | 137
137 | NVC Lighting | LED Street Lights |  | NBF137/OP2/740, NBF137/OP3/740, NBF137/OP4/740, NBF137/OP5/740 (51% Dimmed Circuit Watts) | Single Stage Dimming | 4101370010051 | 137
137 | NVC Lighting | LED Street Lights |  | NBF137/OP2/740, NBF137/OP3/740, NBF137/OP4/740, NBF137/OP5/740 (59% Dimmed Circuit Watts) | Single Stage Dimming | 4101370010059 | 137
137 | NVC Lighting | LED Street Lights |  | NBF137/OP2/740, NBF137/OP3/740, NBF137/OP4/740, NBF137/OP5/740 (66% Dimmed Circuit Watts) | Single Stage Dimming | 4101370010066 | 137
137 | NVC Lighting | LED Street Lights |  | NBF137/OP2/740, NBF137/OP3/740, NBF137/OP4/740, NBF137/OP5/740 (74% Dimmed Circuit Watts) | Single Stage Dimming | 4101370010074 | 137
137 | NVC Lighting | LED Street Lights |  | NBF137/OP2/740, NBF137/OP3/740, NBF137/OP4/740, NBF137/OP5/740 (85% Dimmed Circuit Watts) | Single Stage Dimming | 4101370010085 | 137
137 | NVC Lighting | LED Street Lights |  | NBF137/OP2/740, NBF137/OP3/740, NBF137/OP4/740, NBF137/OP5/740 | Non Dimmed | 4101370010100 | 137
137 | Thorn Lighting | LED Street Lights |  | RPEC-Module 84L50 (51% Dimmed Circuit Watts) | Single Stage Dimming | 4101370998051 | 136
137 | Thorn Lighting | LED Street Lights |  | RPEC-Module 84L50 (80% Dimmed Circuit Watts) | Single Stage Dimming | 4101370998080 | 136
137 | Thorn Lighting | LED Street Lights |  | RPEC-Module 84L50 | Non Dimmed | 4101370998100 | 136
137 | Philips WRTL | LED Street Lights |  | Luma 2A Neutral White 18KLm 80 LED Constant Flux | Non Dimmed | 4101370999100 | 137
138 | Urbis Schréder | LED Street Lights |  | 88 LED 500mA LF RE Module (72% dimmed circuit watts) | Single Stage Dimming | 4101380000072 | 137
138 | Urbis Schréder | LED Street Lights |  | 88 LED 500mA | Non Dimmed | 4101380000100 | 137
138 | Urbis Schréder | LED Street Lights |  | 136 LED 350mA LF RE Module | Non Dimmed | 4101380001100 | 137
138 | CU Phosco Lighting | LED Street Lights |  | P851-12 B 950mA 138W | Non Dimmed | 4101380002100 | 138
138 | Thorn Lighting | LED Street Lights |  | R-PEC LED Module, 60 LED's @700mA R2L2 M 60L70, Oxane L 60L70 (72% Dimmed Circuit Watts) | Single Stage Dimming | 4101380003072 | 138
138 | Thorn Lighting | LED Street Lights |  | R-PEC LED Module, 60 LED's @700mA R2L2 M 60L70, Oxane L 60L70 | Non Dimmed | 4101380003100 | 138
138 | OrangeTek | LED Street Lights |  | ARIALED150T (51% Dimmed Circuit Watts) | Single Stage Dimming | 4101380004051 | 138
138 | OrangeTek | LED Street Lights |  | ARIALED150 T (70% Dimmed Circuit Watts) | Single Stage Dimming | 4101380004070 | 138
138 | OrangeTek | LED Street Lights |  | ARIALED150 T | Non Dimmed | 4101380004100 | 138
138 | CU Phosco Lighting | LED Street Lights | MLSD-Approved | P851-12 B 950mA 138W | Non Dimmed | 4101386002100 | 138
139 | Philips Lighting | LED Street Lights |  | LEDGine 120 LED Green Line | Non Dimmed | 4101390000100 | 139
139 | Philips Lighting | LED Street Lights |  | LEDGine 2.2 Jan 2013 ECO156 740 Neutral White, ECO166 657 Cool White | Non Dimmed | 4101390001100 | 139
139 | OrangeTek | LED Street Lights |  | ARIALED 130Xi (50% dimmed circuit watts) | Single Stage Dimming | 4101390002050 | 139
139 | OrangeTek | LED Street Lights |  | ARIALED 130Xi (70% dimmed circuit watts) | Single Stage Dimming | 4101390002070 | 139
139 | OrangeTek | LED Street Lights |  | ARIALED 130Xi | Non Dimmed | 4101390002100 | 139
139 | Urbis Schréder | LED Street Lights |  | 64 LED 700mA Module V5 | Non Dimmed | 4101390003100 | 139
139 | Holophane Europe ltd | LED Street Lights |  | VMX.V4 64 LED Street Lighting Luminaire (700 mA) (50% Dimmed Circuit Watts - 50% Dimmed Drive Current) | Single Stage Dimming | 4101390004050 | 138
139 | Holophane Europe ltd | LED Street Lights |  | VMX.V4 64 LED Street Lighting Luminaire (700 mA) (59% Dimmed Circuit Watts - 60% Dimmed Drive Current) | Single Stage Dimming | 4101390004059 | 138
139 | Holophane Europe ltd | LED Street Lights |  | VMX.V4 64 LED Street Lighting Luminaire (700 mA) (70% Dimmed Circuit Watts - 70% Dimmed Drive Current) | Single Stage Dimming | 4101390004070 | 138
139 | Holophane Europe ltd | LED Street Lights |  | VMX.V4 64 LED Street Lighting Luminaire (700 mA) (75% Dimmed Circuit Watts - 75% Dimmed Drive Current) | Single Stage Dimming | 4101390004075 | 138
139 | Holophane Europe ltd | LED Street Lights |  | VMX.V4 64 LED Street Lighting Luminaire (700 mA) | Non Dimmed | 4101390004100 | 138
139 | Holophane Europe ltd | LED Street Lights |  | FTR 60LED Street Lighting Luminaire (700 mA) (49% Dimmed Circuit Watts - 50% Dimmed Drive Current) | Single Stage Dimming | 4101390005049 | 139
139 | Holophane Europe ltd | LED Street Lights |  | FTR 60LED Street Lighting Luminaire (700 mA) (59% Dimmed Circuit Watts - 60% Dimmed Drive Current) | Single Stage Dimming | 4101390005059 | 139
139 | Holophane Europe ltd | LED Street Lights |  | FTR 60LED Street Lighting Luminaire (700 mA) (69% Dimmed Circuit Watts - 70% Dimmed Drive Current) | Single Stage Dimming | 4101390005069 | 139
139 | Holophane Europe ltd | LED Street Lights |  | FTR 60LED Street Lighting Luminaire (700 mA) | Non Dimmed | 4101390005100 | 139
140 | Abacus Lighting Ltd. | LED Street Lights | 140W LED Road Lantern | LED Street Lantern: Ref. AL6751/140W | Non Dimmed | 4101400000100 | 143
140 | Philips Lighting | LED Street Lights | Fortimo HBM LED 2 X 6000lm modules C/W Xitanium Driver | Fortimo HBM 2 x 6000lm 740 (Dimmed 21% Circuit Watts) | Single Stage Dimming | 4101400001021 | 140
140 | Philips Lighting | LED Street Lights | Fortimo HBM LED 2 X 6000lm modules C/W Xitanium Driver | Fortimo HBM 2 x 6000lm 740 (Dimmed 39% Circuit Watts) | Single Stage Dimming | 4101400001039 | 140
140 | Philips Lighting | LED Street Lights | Fortimo HBM LED 2 X 6000lm modules C/W Xitanium Driver | Fortimo HBM 2 x 6000lm 740 (Dimmed 50% Circuit Watts) | Single Stage Dimming | 4101400001050 | 140
140 | Philips Lighting | LED Street Lights | Fortimo HBM LED 2 X 6000lm modules C/W Xitanium Driver | Fortimo HBM 2 x 6000lm 740 (Dimmed 59% Circuit Watts) | Single Stage Dimming | 4101400001059 | 140
140 | Philips Lighting | LED Street Lights | Fortimo HBM LED 2 X 6000lm modules C/W Xitanium Driver | Fortimo HBM 2 x 6000lm 740 (Dimmed 66% Circuit Watts) | Single Stage Dimming | 4101400001066 | 140
140 | Philips Lighting | LED Street Lights | Fortimo HBM LED 2 X 6000lm modules C/W Xitanium Driver | Fortimo HBM 2 x 6000lm 740 (Dimmed 73% Circuit Watts) | Single Stage Dimming | 4101400001073 | 140
140 | Philips Lighting | LED Street Lights | Fortimo HBM LED 2 X 6000lm modules C/W Xitanium Driver | Fortimo HBM 2 x 6000lm 740 (Dimmed 84% Circuit Watts) | Single Stage Dimming | 4101400001084 | 140
140 | Philips Lighting | LED Street Lights | Fortimo HBM LED 2 X 6000lm modules C/W Xitanium Driver | Fortimo HBM 2 x 6000lm 740 (100% power) | Non Dimmed | 4101400001100 | 140
140 | Philips Lighting | LED Street Lights |  | LEDGine GRN128 Warm White 3000k 830 | Non Dimmed | 4101400002100 | 140
140 | Philips Lighting | LED Street Lights |  | Fortimo HBM 2 x 6000lm 740 (Reduced Operation 84% Circuit Watts) | Non Dimmed | 4101400003100 | 118
140 | Philips Lighting | LED Street Lights |  | Fortimo HBM 2 x 6000lm 740 (Reduced Operation 73% Circuit Watts) | Non Dimmed | 4101400004100 | 102
140 | Philips Lighting | LED Street Lights |  | Fortimo HBM 2 x 6000lm 740 (Reduced Operation 66% Circuit Watts) | Non Dimmed | 4101400005100 | 92
140 | Philips Lighting | LED Street Lights |  | Fortimo HBM 2 x 6000lm 740 (Reduced Operation 59% Circuit Watts) | Non Dimmed | 4101400006100 | 82
140 | Philips Lighting | LED Street Lights |  | Fortimo HBM 2 x 6000lm 740 (Reduced Operation 50% Circuit Watts) | Non Dimmed | 4101400007100 | 70
140 | Philips Lighting | LED Street Lights |  | Fortimo HBM 2 x 6000lm 740 (Reduced Operation 39% Circuit Watts) | Non Dimmed | 4101400008100 | 55
140 | Philips Lighting | LED Street Lights |  | Fortimo HBM 2 x 6000lm 740 (Reduced Operation 21% Circuit Watts) | Non Dimmed | 4101400009100 | 29
140 | Thorn Lighting | LED Street Lights |  | Thorn LED Module 140W | Non Dimmed | 4101400998100 | 140
140 | Philips WRTL | LED Street Lights |  | Luma 2A Neutral White 19KLm 100 LED Constant Flux | Non Dimmed | 4101400999100 | 140
141 | Philips Lighting | LED Street Lights |  | LEDGine GRN166 Cool White 5700K 657 | Non Dimmed | 4101410000100 | 140
141 | Philips Lighting | LED Street Lights |  | LEDGine GRN156 Neutral White 4000K 740 | Non Dimmed | 4101410001100 | 140
141 | CU Phosco Lighting | LED Street Lights |  | P850 B 350mA 141W V2 | Non Dimmed | 4101410002100 | 141
141 | Holophane Europe ltd | LED Street Lights |  | VMX.V6 96 LED Street Lighting Luminaire (525 mA) CLO (90%) (50% Dimmed Circuit Watts - 50% Dimmed Drive Current) | Single Stage Dimming | 4101410003050 | 141
141 | Holophane Europe ltd | LED Street Lights |  | VMX.V6 96 LED Street Lighting Luminaire (525 mA) CLO (90%) (60% Dimmed Circuit Watts - 60% Dimmed Drive Current) | Single Stage Dimming | 4101410003060 | 141
141 | Holophane Europe ltd | LED Street Lights |  | VMX.V6 96 LED Street Lighting Luminaire (525 mA) CLO (90%) (70% Dimmed Circuit Watts - 70% Dimmed Drive Current) | Single Stage Dimming | 4101410003070 | 141
141 | Holophane Europe ltd | LED Street Lights |  | VMX.V6 96 LED Street Lighting Luminaire (525 mA) CLO (90%) | Non Dimmed | 4101410003100 | 141
141 | CU Phosco Lighting | LED Street Lights |  | P855-40-**-NW-*300-CLO | Non Dimmed | 4101410004100 | 141
141 | CU Phosco Lighting | LED Street Lights |  | P853-64-**-NW-*700mA | Non Dimmed | 4101410005100 | 141
141 | Philips WRTL | LED Street Lights |  | Luma 1A Neutral White 18KLm 80 LED, Luma 2A Cool White 21KLm Constant Flux | Non Dimmed | 4101410999100 | 141
142 | Holophane Europe ltd | LED Street Lights |  | Factor 60 LEDs 150W (fixed) | Non Dimmed | 4101420000100 | 141
142 | Philips Lighting | LED Street Lights |  | LEDGine 2.2 Jan 2013 Grn166 740 Neutral White, Grn177 657 Cool White | Non Dimmed | 4101420001100 | 142
142 | TRT Lighting | LED Street Lights |  | Aspect 4 142W | Non Dimmed | 4101420002100 | 142
142 | Urbis Schréder | LED Street Lights |  | 96 LED 500 mA LF Module V5 CLO (52% dimmed circuit watts) | Single Stage Dimming | 4101420003052 | 142
142 | Urbis Schréder | LED Street Lights |  | 96 LED 500 mA LF Module V5 CLO (76% dimmed circuit watts) | Single Stage Dimming | 4101420003076 | 142
142 | Urbis Schréder | LED Street Lights |  | 96 LED 500 mA LF Module V5 CLO | Non Dimmed | 4101420003100 | 142
142 | CU Phosco Lighting | LED Street Lights |  | P510-2X9LED-740NW-650mA | Non Dimmed | 4101420004100 | 142
142 | Holophane Europe ltd | LED Street Lights |  | VMX.V2 32LED (Lux Mz) Street Lighting Luminaire (380mA) CLO (90%) (54% Dimmed Circuit Watts - 50% Dimmed Drive Current) | Single Stage Dimming | 4101420005054 | 142
142 | Holophane Europe ltd | LED Street Lights |  | VMX.V2 32LED (Lux Mz) Street Lighting Luminaire (380mA) CLO (90%) (63% Dimmed Circuit Watts - 60% Dimmed Drive Current) | Single Stage Dimming | 4101420005063 | 142
142 | Holophane Europe ltd | LED Street Lights |  | VMX.V2 32LED (Lux Mz) Street Lighting Luminaire (380mA) CLO (90%) (72% Dimmed Circuit Watts - 70% Dimmed Drive Current) | Single Stage Dimming | 4101420005072 | 142
142 | Holophane Europe ltd | LED Street Lights |  | VMX.V2 32LED (Lux Mz) Street Lighting Luminaire (380mA) CLO (90%) | Non Dimmed | 4101420005100 | 142
142 | Urbis Schréder | LED Street Lights |  | 48 LED 1000mA DDP2 CLO (49% Dimmed Circuit Watts) | Single Stage Dimming | 4101420006049 | 142
142 | Urbis Schréder | LED Street Lights |  | 48 LED 1000mA DDP2 CLO (74% Dimmed Circuit Watts) | Single Stage Dimming | 4101420006074 | 142
142 | Urbis Schréder | LED Street Lights |  | 48 LED 1000mA DDP2 CLO | Non Dimmed | 4101420006100 | 142
142 | Thorn Lighting | LED Street Lights |  | Thorn LED Module 142W | Non Dimmed | 4101420998100 | 142
142 | Philips WRTL | LED Street Lights |  | Luma 2A Neutral White 20KLm 120 LED, Luma 3A Neutral White 21KLm 200 LED Constant Flux | Non Dimmed | 4101420999100 | 142
140 | GE | LED Street Lights |  | GE R250 - Modular Roadway R250 Triple/ASY3/143/43 (43% Dimmed Circuit Watts) | Single Stage Dimming | 4101430000043 | 139
140 | GE | LED Street Lights |  | GE R250 - Modular Roadway R250 Triple/ASY3/143/43 | Non Dimmed | 4101430000100 | 139
143 | Indal WRTL Exterior Lighting Ltd | LED Street Lights | White High Power LED System | Luma 2, 100 LED & 16000 Lumen Package (Dimmed 50% full power circuit watts) | Single Stage Dimming | 4101430001050 | 143
143 | Indal WRTL Exterior Lighting Ltd | LED Street Lights | White High Power LED System | Luma 2, 100 LED & 16000 Lumen Package (Dimmed 75% full power circuit watts) | Single Stage Dimming | 4101430001075 | 143
143 | Indal WRTL Exterior Lighting Ltd | LED Street Lights | White High Power LED System | Luma 2, 100 LED & 16000 Lumen Package | Non Dimmed | 4101430001100 | 143
143 | LED Roadway Lighting | LED Street Lights |  | Satellite Series 143W Model S96M (100% dimming) | Non Dimmed | 4101430002100 | 139
143 | CU Phosco Lighting | LED Street Lights |  | P850 350mA 143W V1 CLO | Non Dimmed | 4101430003100 | 143
143 | LED Roadway Lighting | LED Street Lights |  | Satellite Series 143W CLO Dimming Model S96M (51% dimmed cicruit Watts) | Single Stage Dimming | 4101430004051 | 126
143 | LED Roadway Lighting | LED Street Lights |  | Satellite Series 143W CLO Dimming Model S96M (75% dimmed cicruit Watts) | Single Stage Dimming | 4101430004075 | 126
143 | LED Roadway Lighting | LED Street Lights |  | Satellite Series 143W CLO Dimming Model S96M | Non Dimmed | 4101430004100 | 126
143 | CU Phosco Lighting | LED Street Lights |  | P853-64-**-NW-*750mA-CLO | Non Dimmed | 4101430005100 | 143
143 | Philips WRTL | LED Street Lights |  | Luma 2A Cool White 20KLm 80 LED Constant Flux | Non Dimmed | 4101430999100 | 143
143 | LED Roadway Lighting | LED Street Lights | MLSD-Approved | Satellite Series 143W CLO Dimming Model S96M | Non Dimmed | 4101436000100 | 126
143 | CU Phosco Lighting | LED Street Lights | MLSD-Approved | P850 350mA 143W V1 CLO | Non Dimmed | 4101436003100 | 143
144 | Holophane Europe ltd | LED Street Lights |  | Factor 60 leds 150W (20% Dimmed circuit watts) | Single Stage Dimming | 4101440000020 | 143
144 | Holophane Europe ltd | LED Street Lights |  | Factor 60 leds 150W (38% Dimmed circuit watts) | Single Stage Dimming | 4101440000038 | 143
144 | Holophane Europe ltd | LED Street Lights |  | Factor 60 leds 150W (48% Dimmed circuit watts) | Single Stage Dimming | 4101440000048 | 143
144 | Holophane Europe ltd | LED Street Lights |  | Factor 60 leds 150W (57% Dimmed circuit watts) | Single Stage Dimming | 4101440000057 | 143
144 | Holophane Europe ltd | LED Street Lights |  | Factor 60 leds 150W (64% Dimmed circuit watts) | Single Stage Dimming | 4101440000064 | 143
144 | Holophane Europe ltd | LED Street Lights |  | Factor 60 leds 150W (72% Dimmed circuit watts) | Single Stage Dimming | 4101440000072 | 143
144 | Holophane Europe ltd | LED Street Lights |  | Factor 60 leds 150W (83% Dimmed circuit watts) | Single Stage Dimming | 4101440000083 | 143
144 | Holophane Europe ltd | LED Street Lights |  | Factor 60 leds 150W | Non Dimmed | 4101440000100 | 143
144 | DW Windsor Ltd | LED Street Lights |  | 3LX2-113-15 LED Engine - 1000mA (50% dimmed circuit watts) | Single Stage Dimming | 4101440001050 | 144
144 | DW Windsor Ltd | LED Street Lights |  | 3LX2-113-15 LED Engine - 1000mA (74% Dimmed Circuit Watts) | Single Stage Dimming | 4101440001074 | 144
144 | DW Windsor Ltd | LED Street Lights |  | 3LX2-113-15 LED Engine - 1000mA (76% dimmed circuit watts) | Single Stage Dimming | 4101440001076 | 144
144 | DW Windsor Ltd | LED Street Lights |  | 3LX2-113-15 LED Engine - 1000mA | Non Dimmed | 4101440001100 | 144
144 | WE-EF Lighting Ltd | LED Street Lights |  | PFL240 (S65.X) IP66 LED - 48/144W/3K | Non Dimmed | 4101440002100 | 153
144 | Holophane Europe Ltd | LED Street Lights |  | FTR 60 LED with 150W Dimmable Driver (700mA) | Non Dimmed | 4101440003100 | 143
144 | DW Windsor Ltd | LED Street Lights |  | 3LX2-113-15 LED Engine V2 - 1000mA (26% Dimmed Circuit Watts) | Single Stage Dimming | 4101440004026 | 144
144 | DW Windsor Ltd | LED Street Lights |  | 3LX2-113-15 LED Engine V2 - 1000mA (50% Dimmed Circuit Watts) | Single Stage Dimming | 4101440004050 | 144
144 | DW Windsor Ltd | LED Street Lights |  | 3LX2-113-15 LED Engine V2 - 1000mA (69% Dimmed Circuit Watts) | Single Stage Dimming | 4101440004069 | 144
144 | DW Windsor Ltd | LED Street Lights |  | 3LX2-113-15 LED Engine V2 - 1000mA (74% Dimmed Circuit Watts) | Single Stage Dimming | 4101440004074 | 144
144 | DW Windsor Ltd | LED Street Lights |  | 3LX2-113-15 LED Engine V2 - 1000mA | Non Dimmed | 4101440004100 | 144
144 | Holophane Europe ltd | LED Street Lights |  | VMX.V3 48 LED Street Lighting Luminaire (1000 mA) CLO (80%) (51% Dimmed Circuit Watts - 50% Dimmed Drive Current) | Single Stage Dimming | 4101440005051 | 144
144 | Holophane Europe ltd | LED Street Lights |  | VMX.V3 48 LED Street Lighting Luminaire (1000 mA) CLO (80%) (60% Dimmed Circuit Watts - 60% Dimmed Drive Current) | Single Stage Dimming | 4101440005060 | 144
144 | Holophane Europe ltd | LED Street Lights |  | VMX.V3 48 LED Street Lighting Luminaire (1000 mA) CLO (80%) (70% Dimmed Circuit Watts - 70% Dimmed Drive Current) | Single Stage Dimming | 4101440005070 | 144
144 | Holophane Europe ltd | LED Street Lights |  | VMX.V3 48 LED Street Lighting Luminaire (1000 mA) CLO (80%) | Non Dimmed | 4101440005100 | 144
144 | GE Hungary Kft | LED Street Lights |  | SMBT/1/145 | Non Dimmed | 4101440006100 | 141
144 | Thorn Lighting | LED Street Lights |  | Thorn LED Module 144W | Non Dimmed | 4101440998100 | 144
144 | Philips WRTL | LED Street Lights |  | Luma 3A Cool White 29KLm 200 LED LED Constant Flux | Non Dimmed | 4101440999100 | 144
145 | Indal WRTL Exterior Lighting Ltd | LED Street Lights | White High Power LED System | Luma 3, 200 LED & 19000 Lumen Package (Dimmed 50% full power circuit watts) | Single Stage Dimming | 4101450000050 | 145
145 | Indal WRTL Exterior Lighting Ltd | LED Street Lights | White High Power LED System | Luma 3, 200 LED & 19000 Lumen Package (Dimmed 75% full power circuit watts) | Single Stage Dimming | 4101450000075 | 145
145 | Indal WRTL Exterior Lighting Ltd | LED Street Lights | White High Power LED System | Luma 3, 200 LED & 19000 Lumen Package | Non Dimmed | 4101450000100 | 145
145 | Philips Lighting | LED Street Lights |  | LEDGine 2.2 Jan 2013 Grn176 740 Neutral White, Grn187 657 Cool White | Non Dimmed | 4101450001100 | 145
145 | CU Phosco Lighting | LED Street Lights |  | P851-12 B 1000mA 145W | Non Dimmed | 4101450002100 | 145
145 | LG | LED Street Lights |  | S15xx0yyzBA 145W 700mA (30% Dimmed Circuit Watts) | Single Stage Dimming | 4101450003030 | 140
145 | LG | LED Street Lights |  | S15xx0yyzBA 145W 700mA (34% Dimmed Circuit Watts) | Single Stage Dimming | 4101450003034 | 140
145 | LG | LED Street Lights |  | S15xx0yyzBA 145W 700mA (46% Dimmed Circuit Watts) | Single Stage Dimming | 4101450003046 | 140
145 | LG | LED Street Lights |  | S15xx0yyzBA 145W 700mA (61% Dimmed Circuit Watts) | Single Stage Dimming | 4101450003061 | 140
145 | LG | LED Street Lights |  | S15xx0yyzBA 145W 700mA (74% Dimmed Circuit Watts) | Single Stage Dimming | 4101450003074 | 140
145 | LG | LED Street Lights |  | S15xx0yyzBA 145W 700mA (89% Dimmed Circuit Watts) | Single Stage Dimming | 4101450003089 | 140
145 | LG | LED Street Lights |  | S15xx0yyzBA 145W 700mA | Non Dimmed | 4101450003100 | 140
145 | Urbis Schréder | LED Street Lights |  | 96 LED LF 500mA Mod V4 CLO (51% Dimmed Circuit Watts) | Single Stage Dimming | 4101450004051 | 145
145 | Urbis Schréder | LED Street Lights |  | 96 LED LF 500mA Mod V4 CLO (74% Dimmed Circuit Watts) | Single Stage Dimming | 4101450004074 | 145
145 | Urbis Schréder | LED Street Lights |  | 96 LED LF 500mA Mod V4 CLO | Non Dimmed | 4101450004100 | 145
145 | CU Phosco Lighting | LED Street Lights | MLSD-Approved | P851-12 B 1000mA 145W | Non Dimmed | 4101456002100 | 145
146 | Philips Lighting | LED Street Lights |  | LEDGine 80 LED Economy Line (Cool White 5600k) | Non Dimmed | 4101460000100 | 146
146 | Indal WRTL Exterior Lighting Ltd | LED Street Lights | White High Power LED System | Luma 2, 80 LED & 15000 Lumen Package (Dimmed 50% full power circuit watts) | Single Stage Dimming | 4101460001050 | 146
146 | Indal WRTL Exterior Lighting Ltd | LED Street Lights | White High Power LED System | Luma 2, 80 LED & 15000 Lumen Package (Dimmed 75% full power circuit watts) | Single Stage Dimming | 4101460001075 | 146
146 | Indal WRTL Exterior Lighting Ltd | LED Street Lights | White High Power LED System | Luma 2, 80 LED & 15000 Lumen Package | Non Dimmed | 4101460001100 | 146
146 | Holophane Europe ltd | LED Street Lights |  | DSX2 100 LED Street Lighting Luminaire (525 mA) CLO (70%) (50% Dimmed Circuit Watts - 50% Dimmed Drive Current) | Single Stage Dimming | 4101460002050 | 146
146 | Holophane Europe ltd | LED Street Lights |  | DSX2 100 LED Street Lighting Luminaire (525 mA) CLO (70%) (61% Dimmed Circuit Watts - 60% Dimmed Drive Current) | Single Stage Dimming | 4101460002061 | 146
146 | Holophane Europe ltd | LED Street Lights |  | DSX2 100 LED Street Lighting Luminaire (525 mA) CLO (70%) (71% Dimmed Circuit Watts - 70% Dimmed Drive Current) | Single Stage Dimming | 4101460002071 | 146
146 | Holophane Europe ltd | LED Street Lights |  | DSX2 100 LED Street Lighting Luminaire (525 mA) CLO (70%) | Non Dimmed | 4101460002100 | 146
146 | CU Phosco Lighting | LED Street Lights |  | P510-2X9LED-740NW-700mA-CLO | Non Dimmed | 4101460003100 | 146
146 | Thorn Lighting | LED Street Lights |  | Thorn LED Module 146W | Non Dimmed | 4101460998100 | 146
147 | Philips Lighting | LED Street Lights |  | LEDGine 128 LED Green Line | Non Dimmed | 4101470000100 | 147
147 | Philips Lighting | LED Street Lights |  | LEDGine GRN136 Warm White 3000k 830 | Non Dimmed | 4101470001100 | 147
147 | iGuzzini Illuminazione (UK) Ltd | LED Street Lights | 103W P3.52%: BK35 | Wow large Profile 3- 525mA (52% dimmed circuit watts) | Single Stage Dimming | 4101470002052 | 147
147 | iGuzzini Illuminazione (UK) Ltd | LED Street Lights | 103W P3.71%: BK35 | Wow large Profile 3- 525mA (71% dimmed circuit watts) | Single Stage Dimming | 4101470002071 | 147
147 | iGuzzini Illuminazione (UK) Ltd | LED Street Lights | 103W P3.100%: BK35 | Wow large Profile 3- 525mA | Non Dimmed | 4101470002100 | 147
147 | OrangeTek | LED Street Lights |  | ARIALED160 T (50% Dimmed Circuit Watts) | Single Stage Dimming | 4101470003050 | 147
147 | OrangeTek | LED Street Lights |  | ARIALED160 T (70% Dimmed Circuit Watts) | Single Stage Dimming | 4101470003070 | 147
147 | OrangeTek | LED Street Lights |  | ARIALED160 T | Non Dimmed | 4101470003100 | 147
147 | OrangeTek | LED Street Lights |  | Arialed 80, Nichia 219C, 700mA | Non Dimmed | 4101470004100 | 147
148 | Philips Lighting | LED Street Lights |  | LEDGine GRN177 Cool White 5700K 657 | Non Dimmed | 4101480000100 | 147
148 | Philips Lighting | LED Street Lights |  | LEDGine GRN166 Neutral White 4000K 740 | Non Dimmed | 4101480001100 | 147
148 | CU Phosco Lighting | LED Street Lights |  | P855-40-**-NW-*300 | Non Dimmed | 4101480002100 | 148
148 | Holophane Europe ltd | LED Street Lights |  | VMX.V5 80 LED Street Lighting Luminaire (700 mA) CLO (70%) (51% Dimmed Circuit Watts - 50% Dimmed Drive Current) | Single Stage Dimming | 4101480003051 | 148
148 | Holophane Europe ltd | LED Street Lights |  | VMX.V5 80 LED Street Lighting Luminaire (700 mA) CLO (70%) (61% Dimmed Circuit Watts - 60% Dimmed Drive Current) | Single Stage Dimming | 4101480003061 | 148
148 | Holophane Europe ltd | LED Street Lights |  | VMX.V5 80 LED Street Lighting Luminaire (700 mA) CLO (70%) (71% Dimmed Circuit Watts - 70% Dimmed Drive Current) | Single Stage Dimming | 4101480003071 | 148
148 | Holophane Europe ltd | LED Street Lights |  | VMX.V5 80 LED Street Lighting Luminaire (700 mA) CLO (70%) | Non Dimmed | 4101480003100 | 148
148 | FiveP SPA | LED Street Lights |  | KAI MEDIUM 72LED 4000K/3000K 700mA | Non Dimmed | 4101480004100 | 161
148 | Thorn Lighting | LED Street Lights |  | Thorn LED Module 148W | Non Dimmed | 4101480998100 | 148
148 | Philips WRTL | LED Street Lights |  | Luma 3A Neutral White 21KLm 120 LED Constant Flux | Non Dimmed | 4101480999100 | 148
149 | OrangeTek | LED Street Lights |  | ARIALED 140Xi (50% dimmed circuit watts) | Single Stage Dimming | 4101490000050 | 149
149 | OrangeTek | LED Street Lights |  | ARIALED 140Xi (70% dimmed circuit watts) | Single Stage Dimming | 4101490000070 | 149
149 | OrangeTek | LED Street Lights |  | ARIALED 140Xi | Non Dimmed | 4101490000100 | 149
149 | OrangeTek | LED Street Lights |  | ARIALED150 Xi (51% Dimmed Circuit Watts) | Single Stage Dimming | 4101490001051 | 149
149 | OrangeTek | LED Street Lights |  | ARIALED150 Xi (68% Dimmed Circuit Watts) | Single Stage Dimming | 4101490001068 | 149
149 | OrangeTek | LED Street Lights |  | ARIALED150 Xi | Non Dimmed | 4101490001100 | 149
149 | Holophane Europe ltd | LED Street Lights |  | VMX.V6 96 LED Street Lighting Luminaire (525 mA) (49% Dimmed Circuit Watts - 50% Dimmed Drive Current) | Single Stage Dimming | 4101490002049 | 149
149 | Holophane Europe ltd | LED Street Lights |  | VMX.V6 96 LED Street Lighting Luminaire (525 mA) (59% Dimmed Circuit Watts - 60% Dimmed Drive Current) | Single Stage Dimming | 4101490002059 | 149
149 | Holophane Europe ltd | LED Street Lights |  | VMX.V6 96 LED Street Lighting Luminaire (525 mA) (69% Dimmed Circuit Watts - 70% Dimmed Drive Current) | Single Stage Dimming | 4101490002069 | 149
149 | Holophane Europe ltd | LED Street Lights |  | VMX.V6 96 LED Street Lighting Luminaire (525 mA) (74% Dimmed Circuit Watts - 75% Dimmed Drive Current) | Single Stage Dimming | 4101490002074 | 149
149 | Holophane Europe ltd | LED Street Lights |  | VMX.V6 96 LED Street Lighting Luminaire (525 mA) | Non Dimmed | 4101490002100 | 149
149 | Holophane Europe ltd | LED Street Lights |  | VMX.V2 32LED (Lux Mz) Street Lighting Luminaire (380mA) (54% Dimmed Circuit Watts - 50% Dimmed Drive Current) | Single Stage Dimming | 4101490003054 | 149
149 | Holophane Europe ltd | LED Street Lights |  | VMX.V2 32LED (Lux Mz) Street Lighting Luminaire (380mA) (62% Dimmed Circuit Watts - 60% Dimmed Drive Current) | Single Stage Dimming | 4101490003062 | 149
149 | Holophane Europe ltd | LED Street Lights |  | VMX.V2 32LED (Lux Mz) Street Lighting Luminaire (380mA) (71% Dimmed Circuit Watts - 70% Dimmed Drive Current) | Single Stage Dimming | 4101490003071 | 149
149 | Holophane Europe ltd | LED Street Lights |  | VMX.V2 32LED (Lux Mz) Street Lighting Luminaire (380mA) (77% Dimmed Circuit Watts - 75% Dimmed Drive Current) | Single Stage Dimming | 4101490003077 | 149
149 | Holophane Europe ltd | LED Street Lights |  | VMX.V2 32LED (Lux Mz) Street Lighting Luminaire (380mA) | Non Dimmed | 4101490003100 | 149
149 | Philips WRTL | LED Street Lights |  | Luma 2A Cool White 22KLm, Neutral White 20KLm 100 LED Constant Flux | Non Dimmed | 4101490999100 | 149
150 | OrangeTek | LED Street Lights |  | TERRALED 144A | Non Dimmed | 4101500000100 | 142
150 | Philips Lighting | LED Street Lights |  | LEDGine 2.2 Jan 2013 ECO170 740 Neutral White, ECO181 657 Cool White | Non Dimmed | 4101500001100 | 150
150 | Advanced LEDS Ltd | LED Street Lights |  | CLIPPER 150W PH45 | Non Dimmed | 4101500002100 | 150
150 | Advanced LEDS Ltd | LED Street Lights |  | CLIPPER 150W EL54 | Non Dimmed | 4101500003100 | 151
150 | ELTA-R Chenkin and Sie | LED Street Lights |  | SM 150 | Non Dimmed | 4101500004100 | 161
150 | ELTA-R Chenkin and Sie | LED Street Lights |  | SM 150F | Non Dimmed | 4101500005100 | 162
150 | Easy Energy Solution Ltd | LED Street Lights |  | Hermin SL150 | Non Dimmed | 4101500006100 | 152
150 | Harvard Engineering | LED Street Lights |  | CLH150-500mA / CLH150-700mA / CLH150-1000mA | Non Dimmed | 4101500007100 | 161
150 | SolTex Global Ltd | LED Street Lights |  | 150W YZLD (40% dimmed circuit watts) | Single Stage Dimming | 4101500008040 | 151
150 | SolTex Global Ltd | LED Street Lights |  | 150W YZLD (60% dimmed circuit watts) | Single Stage Dimming | 4101500008060 | 151
150 | SolTex Global Ltd | LED Street Lights |  | 150W YZLD (80% dimmed circuit watts) | Single Stage Dimming | 4101500008080 | 151
150 | SolTex Global Ltd | LED Street Lights |  | 150W YZLD | Non Dimmed | 4101500008100 | 151
150 | Advanced LEDs Ltd | LED Street Lights |  | 150-5-9-CXL2-K3C-100-R12 (49% Dimmed Circuit Watts) | Single Stage Dimming | 4101500009049 | 152
150 | Advanced LEDs Ltd | LED Street Lights |  | 150-5-9-CXL2-K3C-100-R12 | Non Dimmed | 4101500009100 | 152
150 | Way Forward Technologies | LED Street Lights | Street Lighting | WFT-SL-1-150 | Non Dimmed | 4101500010100 | 146
150 | LED Evolution Ltd | LED Street Lights |  | SL 150 | Non Dimmed | 4101500011100 | 148
150 | CU Phosco Lighting | LED Street Lights |  | P853-64-**-NW-*750mA | Non Dimmed | 4101500012100 | 150
150 | Thorn Lighting | LED Street Lights |  | Thorn LED Module 150W | Non Dimmed | 4101500998100 | 150
150 | Philips WRTL | LED Street Lights |  | Luma 3A Cool White 30KLm 200 LED Constant Flux | Non Dimmed | 4101500999100 | 150
151 | Philips Lighting | LED Street Lights |  | LEDGine GRN144 Warm White 3000k 830 | Non Dimmed | 4101510000100 | 151
151 | Urbis Schréder | LED Street Lights |  | 72 LED 700mA LF RE Module (77% dimmed circuit watts) | Single Stage Dimming | 4101510001077 | 150
151 | Urbis Schréder | LED Street Lights |  | 72 LED 700mA LF RE Module | Non Dimmed | 4101510001100 | 150
151 | CU Phosco Lighting | LED Street Lights |  | P850 350mA 151W V1 | Non Dimmed | 4101510002100 | 151
151 | CU Phosco Lighting | LED Street Lights |  | P853-64-**-NW-*800mA-CLO | Non Dimmed | 4101510003100 | 151
151 | Philips WRTL | LED Street Lights |  | Luma 3A Neutral White 22KLm 200 LED Constant Flux | Non Dimmed | 4101510999100 | 150
151 | Urbis Schréder | LED Street Lights | MLSD-Approved | 72 LED 700mA LF RE Module | Non Dimmed | 4101516000100 | 150
151 | CU Phosco Lighting | LED Street Lights | MLSD-Approved | P850 350mA 151W V1 | Non Dimmed | 4101516002100 | 151
152 | Philips Lighting | LED Street Lights |  | LEDGine GRN187 Cool White 5700K 657 | Non Dimmed | 4101520000100 | 151
152 | Philips Lighting | LED Street Lights |  | LEDGine GRN176 Neutral White 4000K 740 | Non Dimmed | 4101520001100 | 151
152 | OrangeTek | LED Street Lights |  | ARIALED170 Xi (49% Dimmed Circuit Watts) | Single Stage Dimming | 4101520002049 | 152
152 | OrangeTek | LED Street Lights |  | ARIALED170 Xi (70% Dimmed Circuit Watts) | Single Stage Dimming | 4101520002070 | 152
152 | OrangeTek | LED Street Lights |  | ARIALED170 Xi | Non Dimmed | 4101520002100 | 152
152 | OrangeTek | LED Street Lights |  | ARIALED180 Xi (51% Dimmed Circuit Watts) | Single Stage Dimming | 4101520003051 | 152
152 | OrangeTek | LED Street Lights |  | ARIALED180 Xi (70% Dimmed Circuit Watts) | Single Stage Dimming | 4101520003070 | 152
152 | OrangeTek | LED Street Lights |  | ARIALED180 Xi | Non Dimmed | 4101520003100 | 152
152 | Holophane Europe ltd | LED Street Lights |  | VMX.V7 112 LED Street Lighting Luminaire (525 mA) CLO (70%) (51% Dimmed Circuit Watts - 50% Dimmed Drive Current) | Single Stage Dimming | 4101520004051 | 152
152 | Holophane Europe ltd | LED Street Lights |  | VMX.V7 112 LED Street Lighting Luminaire (525 mA) CLO (70%) (61% Dimmed Circuit Watts - 60% Dimmed Drive Current) | Single Stage Dimming | 4101520004061 | 152
152 | Holophane Europe ltd | LED Street Lights |  | VMX.V7 112 LED Street Lighting Luminaire (525 mA) CLO (70%) (71% Dimmed Circuit Watts - 70% Dimmed Drive Current) | Single Stage Dimming | 4101520004071 | 152
152 | Holophane Europe ltd | LED Street Lights |  | VMX.V7 112 LED Street Lighting Luminaire (525 mA) CLO (70%) | Non Dimmed | 4101520004100 | 152
152 | OrangeTek | LED Street Lights |  | Arialed 70, 700mA, PA (49% Dimmed Circuit Watts) | Single Stage Dimming | 4101520006049 | 152
152 | OrangeTek | LED Street Lights |  | Arialed 70, 700mA, PA (70% Dimmed Circuit Watts) | Single Stage Dimming | 4101520006070 | 152
152 | OrangeTek | LED Street Lights |  | Arialed 70, 700mA, PA 100% | Non Dimmed | 4101520006100 | 152
152 | CU Phosco Lighting | LED Street Lights |  | P855-40-**-NW-*325-CLO | Non Dimmed | 4101520007100 | 152
152 | Holophane Europe ltd | LED Street Lights |  | VMX.V3 48 LED Street Lighting Luminaire (1000 mA) CLO (90%) (51% Dimmed Circuit Watts - 50% Dimmed Drive Current) | Single Stage Dimming | 4101520008051 | 152
152 | Holophane Europe ltd | LED Street Lights |  | VMX.V3 48 LED Street Lighting Luminaire (1000 mA) CLO (90%) (60% Dimmed Circuit Watts - 60% Dimmed Drive Current) | Single Stage Dimming | 4101520008060 | 152
152 | Holophane Europe ltd | LED Street Lights |  | VMX.V3 48 LED Street Lighting Luminaire (1000 mA) CLO (90%) (70% Dimmed Circuit Watts - 70% Dimmed Drive Current) | Single Stage Dimming | 4101520008070 | 152
152 | Holophane Europe ltd | LED Street Lights |  | VMX.V3 48 LED Street Lighting Luminaire (1000 mA) CLO (90%) | Non Dimmed | 4101520008100 | 152
152 | Philips WRTL | LED Street Lights |  | Luma 2A Neutral White 21KLm 120 LED Constant Flux | Non Dimmed | 4101520999100 | 152
152 | Philips WRTL | LED Street Lights | MLSD-Approved | Luma 2A Neutral White 21KLm 120 LED Constant Flux | Non Dimmed | 4101526999100 | 152
153 | Indal WRTL Exterior Lighting Ltd | LED Street Lights | White High Power LED System | Luma 3, 200 LED & 20000 Lumen Package (Dimmed 50% full power circuit watts) | Single Stage Dimming | 4101530000050 | 153
153 | Indal WRTL Exterior Lighting Ltd | LED Street Lights | White High Power LED System | Luma 3, 200 LED & 20000 Lumen Package (Dimmed 75% full power circuit watts) | Single Stage Dimming | 4101530000075 | 153
153 | Indal WRTL Exterior Lighting Ltd | LED Street Lights | White High Power LED System | Luma 3, 200 LED & 20000 Lumen Package | Non Dimmed | 4101530000100 | 153
153 | OrangeTek | LED Street Lights |  | Arialed 70, 600mA, DT (49% Dimmed Circuit Watts) | Single Stage Dimming | 4101530001049 | 153
153 | OrangeTek | LED Street Lights |  | Arialed 70, 600mA, DT (71% Dimmed Circuit Watts) | Single Stage Dimming | 4101530001071 | 153
153 | OrangeTek | LED Street Lights |  | Arialed 70, 600mA, DT | Non Dimmed | 4101530001100 | 153
153 | Thorn Lighting | LED Street Lights |  | Thorn LED Module 153W | Non Dimmed | 4101530998100 | 153
154 | Philips Lighting | LED Street Lights |  | LEDGine 2.2 Jan 2013 Grn185 740 Neutral White, Grn198 657 Cool White | Non Dimmed | 4101540000100 | 154
154 | Low Carbon Lighting Limited | LED Street Lights |  | LuxOn 154W | Non Dimmed | 4101540001100 | 152
154 | OrangeTek | LED Street Lights |  | ARIALED 160Xi (49% dimmed circuit watts) | Single Stage Dimming | 4101540002049 | 154
154 | OrangeTek | LED Street Lights |  | ARIALED 160Xi (69% dimmed circuit watts) | Single Stage Dimming | 4101540002069 | 154
154 | OrangeTek | LED Street Lights |  | ARIALED 160Xi | Non Dimmed | 4101540002100 | 154
154 | Thorn Lighting | LED Street Lights |  | R-PEC LED Module, 96 LED's @500mA R2L2 M 96L50 | Non Dimmed | 4101540003100 | 154
154 | GE Hungary Kft | LED Street Lights |  | SP H/1/F/B/15440/A/ST/C1/N/P76/R7035 (51% Dimmed Circuit Watts) | Single Stage Dimming | 4101540004051 | 152
154 | GE Hungary Kft | LED Street Lights |  | SP H/1/F/B/15440/A/ST/C1/N/P76/R7035 | Non Dimmed | 4101540004100 | 152
154 | OrangeTek | LED Street Lights |  | ARIALED160 Xi (49% Dimmed Circuit Watts) | Single Stage Dimming | 4101540005049 | 154
154 | OrangeTek | LED Street Lights |  | ARIALED160 Xi (69% Dimmed Circuit Watts) | Single Stage Dimming | 4101540005069 | 154
154 | OrangeTek | LED Street Lights |  | ARIALED160 Xi | Non Dimmed | 4101540005100 | 154
154 | CU Phosco Lighting | LED Street Lights |  | P510-2X9LED-740NW-700mA | Non Dimmed | 4101540006100 | 154
154 | Low Carbon Lighting Limited | LED Street Lights | MLSD - Approved | LuxOn 154W | Non Dimmed | 4101546001100 | 152
155 | Holophane Europe ltd | LED Street Lights |  | DSX2 100 LED Street Lighting Luminaire (525 mA) CLO (80%) (50% Dimmed Circuit Watts - 50% Dimmed Drive Current) | Single Stage Dimming | 4101550000050 | 155
155 | Holophane Europe ltd | LED Street Lights |  | DSX2 100 LED Street Lighting Luminaire (525 mA) CLO (80%) (61% Dimmed Circuit Watts - 60% Dimmed Drive Current) | Single Stage Dimming | 4101550000061 | 155
155 | Holophane Europe ltd | LED Street Lights |  | DSX2 100 LED Street Lighting Luminaire (525 mA) CLO (80%) (70% Dimmed Circuit Watts - 70% Dimmed Drive Current) | Single Stage Dimming | 4101550000070 | 155
155 | Holophane Europe ltd | LED Street Lights |  | DSX2 100 LED Street Lighting Luminaire (525 mA) CLO (80%) | Non Dimmed | 4101550000100 | 155
156 | OrangeTek | LED Street Lights |  | Arialed 70, 700mA, PP (48% Dimmed Circuit Watts) | Single Stage Dimming | 4101560000048 | 156
156 | OrangeTek | LED Street Lights |  | Arialed 70, 700mA, PP (69% Dimmed Circuit Watts) | Single Stage Dimming | 4101560000069 | 156
156 | OrangeTek | LED Street Lights |  | Arialed 70, 700mA, PP 100% | Non Dimmed | 4101560000100 | 156
156 | GE Hungary Kft | LED Street Lights |  | SP H/2/F/B/156/40/A/ST/C1/N/P76 (49% Dimmed Circuit Watts) | Single Stage Dimming | 4101560001049 | 153
156 | GE Hungary Kft | LED Street Lights |  | SP H/2/F/B/156/40/A/ST/C1/N/P76 (66% Dimmed Circuit Watts) | Single Stage Dimming | 4101560001066 | 153
156 | GE Hungary Kft | LED Street Lights |  | SP H/2/F/B/156/40/A/ST/C1/N/P76 (73% Dimmed Circuit Watts) | Single Stage Dimming | 4101560001073 | 153
156 | GE Hungary Kft | LED Street Lights |  | SP H/2/F/B/156/40/A/ST/C1/N/P76 | Non Dimmed | 4101560001100 | 153
156 | Thorn Lighting | LED Street Lights |  | Thorn LED Module 156W | Non Dimmed | 4101560998100 | 156
156 | Philips WRTL | LED Street Lights |  | Luma 1A Cool White 23KLm Constant Flux | Non Dimmed | 4101560999100 | 156
157 | GE | LED Street Lights |  | GE R250 - Modular Roadway R250 Triple/ASY3/157/43 (43% Dimmed Circuit Watts) | Single Stage Dimming | 4101570000043 | 156
157 | GE | LED Street Lights |  | GE R250 - Modular Roadway R250 Triple/ASY3/157/43 | Non Dimmed | 4101570000100 | 156
157 | GE Hungary Kft | LED Street Lights |  | SP H/1/F/B/15740/A/ST/C1/N/P76/R7035 (63% Dimmed Circuit Watts) | Single Stage Dimming | 4101570001063 | 154
157 | GE Hungary Kft | LED Street Lights |  | SP H/1/F/B/157/40/A/ST/C1/N/P76/R7035 (69% Dimmed Circuit Watts) | Single Stage Dimming | 4101570001069 | 154
157 | GE Hungary Kft | LED Street Lights |  | SP H/1/F/B/157/40/A/ST/C1/N/P76/R7035 (75% Dimmed Circuit Watts) | Single Stage Dimming | 4101570001075 | 154
157 | GE Hungary Kft | LED Street Lights |  | SP H/1/F/B/15740/A/ST/C1/N/P76/R7035 | Non Dimmed | 4101570001100 | 154
157 | Havells Sylvania Europe Ltd | LED Street Lights |  | LONDON LED LANTERN 650 (50% Dimmed Circuit Watts) | Single Stage Dimming | 4101570002050 | 155
157 | Havells Sylvania Europe Ltd | LED Street Lights |  | LONDON LED LANTERN 650 | Non Dimmed | 4101570002100 | 155
157 | Holophane Europe ltd | LED Street Lights |  | VMX.V5 80 LED Street Lighting Luminaire (700 mA) CLO (80%) (51% Dimmed Circuit Watts - 50% Dimmed Drive Current) | Single Stage Dimming | 4101570003051 | 157
157 | Holophane Europe ltd | LED Street Lights |  | VMX.V5 80 LED Street Lighting Luminaire (700 mA) CLO (80%) (61% Dimmed Circuit Watts - 60% Dimmed Drive Current) | Single Stage Dimming | 4101570003061 | 157
157 | Holophane Europe ltd | LED Street Lights |  | VMX.V5 80 LED Street Lighting Luminaire (700 mA) CLO (80%) (70% Dimmed Circuit Watts - 70% Dimmed Drive Current) | Single Stage Dimming | 4101570003070 | 157
157 | Holophane Europe ltd | LED Street Lights |  | VMX.V5 80 LED Street Lighting Luminaire (700 mA) CLO (80%) | Non Dimmed | 4101570003100 | 157
157 | Philips WRTL | LED Street Lights |  | Luma 2A Neutral White 21KLm 100 LED, Luma 3A Neutral White 22KLm 120 LED, Neutral White 23KLm 200 LED Constant Flux | Non Dimmed | 4101570999100 | 157
158 | Philips Lighting | LED Street Lights |  | LEDGine 136 LED Green Line | Non Dimmed | 4101580000100 | 158
158 | Philips Lighting | LED Street Lights |  | LEDGine 88 LED Economy Line (Cool White 5600k) | Non Dimmed | 4101580001100 | 158
158 | Philips Lighting | LED Street Lights |  | LEDGine ECO181 Cool White 5700K 657/LEDGine ECO170 Neutral White 4000K 740 | Non Dimmed | 4101580002100 | 158
158 | Indal WRTL Exterior Lighting Ltd | LED Street Lights | White High Power LED System | Luma 2, 100 LED & 17000 Lumen Package (Dimmed 50% full power circuit watts) | Single Stage Dimming | 4101580003050 | 158
158 | Indal WRTL Exterior Lighting Ltd | LED Street Lights | White High Power LED System | Luma 2, 100 LED & 17000 Lumen Package (Dimmed 75% full power circuit watts) | Single Stage Dimming | 4101580003075 | 158
158 | Indal WRTL Exterior Lighting Ltd | LED Street Lights | White High Power LED System | Luma 2, 100 LED & 17000 Lumen Package | Non Dimmed | 4101580003100 | 158
158 | Urbis Schréder | LED Street Lights |  | 96 LED 500mA LF RE Module (27% dimmed circuit watts) | Single Stage Dimming | 4101580004027 | 158
158 | Urbis Schréder | LED Street Lights |  | 96 LED 500mA LF RE Module (49% dimmed circuit watts) | Single Stage Dimming | 4101580004049 | 158
158 | Urbis Schréder | LED Street Lights |  | 96 LED 500mA LF RE Module (68% dimmed circuit watts) | Single Stage Dimming | 4101580004068 | 158
158 | Urbis Schréder | LED Street Lights |  | 96 LED 500mA LF RE Module | Non Dimmed | 4101580004100 | 158
158 | LED Roadway Lighting | LED Street Lights |  | NXT-72 158W | Non Dimmed | 4101580006100 | 159
158 | LED Roadway Lighting | LED Street Lights |  | NXT-72 158W CLO (68% Dimmed Circuit Watts) | Single Stage Dimming | 4101580007068 | 154
158 | LED Roadway Lighting | LED Street Lights |  | NXT-72 158W CLO (73% Dimmed Circuit Watts) | Single Stage Dimming | 4101580007073 | 154
158 | LED Roadway Lighting | LED Street Lights |  | NXT-72 158W CLO | Non Dimmed | 4101580007100 | 154
158 | Philips WRTL | LED Street Lights |  | Luma 3A Cool White 31KLm 200 LED Constant Flux | Non Dimmed | 4101580999100 | 158
158 | Urbis Schréder | LED Street Lights | MLSD-Approved | 96 LED LF 500mA Module V4 | Non Dimmed | 4101586000100 | 158
159 | Siteco Ltd | LED Street Lights |  | SL10 Midi Basic (Dimmed 39% full power circuit watts) | Single Stage Dimming | 4101590000039 | 149
159 | Siteco Ltd | LED Street Lights |  | SL10 Midi Basic (Full Power) | Non Dimmed | 4101590000100 | 149
159 | CU Phosco Lighting | LED Street Lights |  | P853-64-**-NW-*850mA-CLO | Non Dimmed | 4101590001100 | 159
159 | CU Phosco Lighting | LED Street Lights |  | P853-64-**-NW-*800mA | Non Dimmed | 4101590002100 | 159
159 | Thorn Lighting | LED Street Lights |  | Thorn LED Module 159W | Non Dimmed | 4101590998100 | 159
159 | Philips WRTL | LED Street Lights |  | Luma 2A Cool White 21KLm 80 LED Constant Flux | Non Dimmed | 4101590999100 | 159
160 | Harvard Engineering | LED Street Lights |  | CLH160-700mA | Non Dimmed | 4101600000100 | 172
160 | CU Phosco Lighting | LED Street Lights |  | P855-40-**-NW-*325 | Non Dimmed | 4101600001100 | 160
160 | ShengKoy Technology Co. Ltd | LED Street Lights |  | LSL160-C57 | Non Dimmed | 4101600002100 | 160
160 | Vizulo Ltd | LED Street Lights |  | Stork, Stork Little Brother: 78 LEDs (PB driver) (9% Dimmed Circuit Watts) | Single Stage Dimming | 4101600003009 | 160
160 | Vizulo Ltd | LED Street Lights |  | Stork, Stork Little Brother: 78 LEDs (PB driver) (30% Dimmed Circuit Watts) | Single Stage Dimming | 4101600003030 | 160
160 | Vizulo Ltd | LED Street Lights |  | Stork, Stork Little Brother: 78 LEDs (PB driver) (38% Dimmed Circuit Watts) | Single Stage Dimming | 4101600003038 | 160
160 | Vizulo Ltd | LED Street Lights |  | Stork, Stork Little Brother: 78 LEDs (PB driver) (45% Dimmed Circuit Watts) | Single Stage Dimming | 4101600003045 | 160
160 | Vizulo Ltd | LED Street Lights |  | Stork, Stork Little Brother: 78 LEDs (PB driver) (53% Dimmed Circuit Watts) | Single Stage Dimming | 4101600003053 | 160
160 | Vizulo Ltd | LED Street Lights |  | Stork, Stork Little Brother: 78 LEDs (PB driver) (60% Dimmed Circuit Watts) | Single Stage Dimming | 4101600003060 | 160
160 | Vizulo Ltd | LED Street Lights |  | Stork, Stork Little Brother: 78 LEDs (PB driver) (68% Dimmed Circuit Watts) | Single Stage Dimming | 4101600003068 | 160
160 | Vizulo Ltd | LED Street Lights |  | Stork, Stork Little Brother: 78 LEDs (PB driver) (75% Dimmed Circuit Watts) | Single Stage Dimming | 4101600003075 | 160
160 | Vizulo Ltd | LED Street Lights |  | Stork, Stork Little Brother: 78 LEDs (PB driver) (83% Dimmed Circuit Watts) | Single Stage Dimming | 4101600003083 | 160
160 | Vizulo Ltd | LED Street Lights |  | Stork, Stork Little Brother: 78 LEDs (PB driver) (92% Dimmed Circuit Watts) | Single Stage Dimming | 4101600003092 | 160
160 | Vizulo Ltd | LED Street Lights |  | Stork, Stork Little Brother: 78 LEDs (PB driver) | Non Dimmed | 4101600003100 | 160
161 | Indal WRTL Exterior Lighting Ltd | LED Street Lights | White High Power LED System | Luma 3, 200 LED & 21000 Lumen Package (Dimmed 50% full power circuit watts) | Single Stage Dimming | 4101610000050 | 161
161 | Indal WRTL Exterior Lighting Ltd | LED Street Lights | White High Power LED System | Luma 3, 200 LED & 21000 Lumen Package (Dimmed 75% full power circuit watts) | Single Stage Dimming | 4101610000075 | 161
161 | Indal WRTL Exterior Lighting Ltd | LED Street Lights | White High Power LED System | Luma 3, 200 LED & 21000 Lumen Package | Non Dimmed | 4101610000100 | 161
161 | Philips Lighting | LED Street Lights |  | LEDGine GRN152 Warm White 3000k 830 | Non Dimmed | 4101610001100 | 161
161 | CU Phosco Lighting | LED Street Lights |  | P850 400mA 161W V1 CLO | Non Dimmed | 4101610002100 | 162
161 | Holophane Europe ltd | LED Street Lights |  | VMX.V7 112 LED Street Lighting Luminaire (525 mA) CLO (80%) (52% Dimmed Circuit Watts - 50% Dimmed Drive Current) | Single Stage Dimming | 4101610003052 | 161
161 | Holophane Europe ltd | LED Street Lights |  | VMX.V7 112 LED Street Lighting Luminaire (525 mA) CLO (80%) (61% Dimmed Circuit Watts - 60% Dimmed Drive Current) | Single Stage Dimming | 4101610003061 | 161
161 | Holophane Europe ltd | LED Street Lights |  | VMX.V7 112 LED Street Lighting Luminaire (525 mA) CLO (80%) (71% Dimmed Circuit Watts - 70% Dimmed Drive Current) | Single Stage Dimming | 4101610003071 | 161
161 | Holophane Europe ltd | LED Street Lights |  | VMX.V7 112 LED Street Lighting Luminaire (525 mA) CLO (80%) | Non Dimmed | 4101610003100 | 161
161 | Holophane Europe ltd | LED Street Lights |  | VMX.V3 48 LED Street Lighting Luminaire (1000 mA) (50% Dimmed Circuit Watts - 50% Dimmed Drive Current) | Single Stage Dimming | 4101610004050 | 161
161 | Holophane Europe ltd | LED Street Lights |  | VMX.V3 48 LED Street Lighting Luminaire (1000 mA) (59% Dimmed Circuit Watts - 60% Dimmed Drive Current) | Single Stage Dimming | 4101610004059 | 161
161 | Holophane Europe ltd | LED Street Lights |  | VMX.V3 48 LED Street Lighting Luminaire (1000 mA) (69% Dimmed Circuit Watts - 70% Dimmed Drive Current) | Single Stage Dimming | 4101610004069 | 161
161 | Holophane Europe ltd | LED Street Lights |  | VMX.V3 48 LED Street Lighting Luminaire (1000 mA) | Non Dimmed | 4101610004100 | 161
161 | Thorn Lighting | LED Street Lights |  | Thorn LED Module 161W | Non Dimmed | 4101610998100 | 161
161 | Philips WRTL | LED Street Lights |  | Luma 2A Neutral White 22KLm 120 LED Constant Flux | Non Dimmed | 4101610999100 | 161
161 | CU Phosco Lighting | LED Street Lights | MLSD-Approved | P850 400mA 161W V1 CLO | Non Dimmed | 4101616002100 | 162
161 | Philips WRTL | LED Street Lights | MLSD-Approved | Luma 2A Neutral White 22KLm 120 LED Constant Flux | Non Dimmed | 4101616999100 | 161
162 | Philips Lighting | LED Street Lights |  | LEDGine GRN198 Cool White 5700K 657 | Non Dimmed | 4101620000100 | 161
162 | Philips Lighting | LED Street Lights |  | LEDGine GRN185 Neutral White 4000K 740 | Non Dimmed | 4101620001100 | 161
163 | Urbis Schréder | LED Street Lights |  | 80 LED LF 700mA Mod V4 CLO (52% Dimmed Circuit Watts) | Single Stage Dimming | 4101630000052 | 163
163 | Urbis Schréder | LED Street Lights |  | 80 LED LF 700mA Mod V4 CLO (76% Dimmed Circuit Watts) | Single Stage Dimming | 4101630000076 | 163
163 | Urbis Schréder | LED Street Lights |  | 80 LED 700mA LF RE Module CLO | Non Dimmed | 4101630000100 | 163
163 | Holophane Europe ltd | LED Street Lights |  | DSX2 100 LED Street Lighting Luminaire (525 mA) CLO (90%) (51% Dimmed Circuit Watts - 50% Dimmed Drive Current) | Single Stage Dimming | 4101630001051 | 163
163 | Holophane Europe ltd | LED Street Lights |  | DSX2 100 LED Street Lighting Luminaire (525 mA) CLO (90%) (61% Dimmed Circuit Watts - 60% Dimmed Drive Current) | Single Stage Dimming | 4101630001061 | 163
163 | Holophane Europe ltd | LED Street Lights |  | DSX2 100 LED Street Lighting Luminaire (525 mA) CLO (90%) (71% Dimmed Circuit Watts - 70% Dimmed Drive Current) | Single Stage Dimming | 4101630001071 | 163
163 | Holophane Europe ltd | LED Street Lights |  | DSX2 100 LED Street Lighting Luminaire (525 mA) CLO (90%) | Non Dimmed | 4101630001100 | 163
163 | CU Phosco Lighting | LED Street Lights |  | P855-40-**-NW-*350-CLO | Non Dimmed | 4101630002100 | 163
164 | Philips Lighting | LED Street Lights |  | LEDGine 2.2 Jan 2013 ECO184 740 Neutral White, ECO196 657 Cool White | Non Dimmed | 4101640001100 | 164
164 | Urbis Schréder | LED Street Lights |  | 112 LED 500mA LF Module V5 CLO (51% dimmed circuit watts) | Single Stage Dimming | 4101640002051 | 164
164 | Urbis Schréder | LED Street Lights |  | 112 LED 500mA LF Module V5 CLO (74% dimmed circuit watts) | Single Stage Dimming | 4101640002074 | 164
164 | Urbis Schréder | LED Street Lights |  | 112 LED 500mA LF Module V5 CLO | Non Dimmed | 4101640002100 | 164
164 | Thorn Lighting | LED Street Lights |  | Thorn LED Module 164W | Non Dimmed | 4101640998100 | 164
165 | Philips Lighting | LED Street Lights |  | LEDGine 2.2 Jan 2013 Grn195 740 Neutral White, Grn208 657 Cool White | Non Dimmed | 4101650000100 | 165
165 | Vestel | LED Street Lights |  | M2++ (27% Dimmed Circuit Watts) | Single Stage Dimming | 4101650002027 | 161
165 | Vestel | LED Street Lights |  | M2++ (53% Dimmed Circuit Watts) | Single Stage Dimming | 4101650002053 | 161
165 | Vestel | LED Street Lights |  | M2++ (80% Dimmed Circuit Watts) | Single Stage Dimming | 4101650002080 | 161
165 | Vestel | LED Street Lights |  | M2++ | Non Dimmed | 4101650002100 | 161
165 | Philips WRTL | LED Street Lights |  | Luma 2A Cool White 23KLm 100 LED, Luma 3A Cool White 32KLm 200 LED, Neutral White 24KLm 220 LED Constant Flux | Non Dimmed | 4101650999100 | 165
166 | Philips Lighting | LED Street Lights |  | LEDGine GRN160 Warm White 3000k 830 | Non Dimmed | 4101660000100 | 166
166 | Thorn Lighting | LED Street Lights |  | R-PEC LED Module, 72 LED's @700mA R2L2 M 72L70, Oxane L 72L70 | Non Dimmed | 4101660001100 | 166
166 | Holophane Europe ltd | LED Street Lights |  | VMX.V5 80 LED Street Lighting Luminaire (700 mA) CLO (90%) (51% Dimmed Circuit Watts - 50% Dimmed Drive Current) | Single Stage Dimming | 4101660002051 | 166
166 | Holophane Europe ltd | LED Street Lights |  | VMX.V5 80 LED Street Lighting Luminaire (700 mA) CLO (90%) (60% Dimmed Circuit Watts - 60% Dimmed Drive Current) | Single Stage Dimming | 4101660002060 | 166
166 | Holophane Europe ltd | LED Street Lights |  | VMX.V5 80 LED Street Lighting Luminaire (700 mA) CLO (90%) (70% Dimmed Circuit Watts - 70% Dimmed Drive Current) | Single Stage Dimming | 4101660002070 | 166
166 | Holophane Europe ltd | LED Street Lights |  | VMX.V5 80 LED Street Lighting Luminaire (700 mA) CLO (90%) | Non Dimmed | 4101660002100 | 166
166 | Philips WRTL | LED Street Lights |  | Luma 2A Cool White 24KLm, Luma 3A Neutral White 23KLm 120 LED Constant Flux | Non Dimmed | 4101660999100 | 166
167 | Indal WRTL Exterior Lighting Ltd | LED Street Lights | White High Power LED System | Luma 2, 120 LED & 19000 Lumen Package (Dimmed 50% full power circuit watts) | Single Stage Dimming | 4101670000050 | 167
167 | Indal WRTL Exterior Lighting Ltd | LED Street Lights | White High Power LED System | Luma 2, 120 LED & 19000 Lumen Package (Dimmed 75% full power circuit watts) | Single Stage Dimming | 4101670000075 | 167
167 | Indal WRTL Exterior Lighting Ltd | LED Street Lights | White High Power LED System | Luma 2, 120 LED & 19000 Lumen Package | Non Dimmed | 4101670000100 | 167
167 | Philips Lighting | LED Street Lights |  | LEDGine GRN195 Neutral White 4000K 740 | Non Dimmed | 4101670001100 | 166
167 | Philips Lighting | LED Street Lights |  | LEDGine GRN208 Cool White 5700K 657 | Non Dimmed | 4101670002100 | 166
167 | Thorn Lighting | LED Street Lights |  | Thorn LED Module 167W | Non Dimmed | 4101670998100 | 167
168 | OrangeTek | LED Street Lights |  | ARIALED 150Xi (49% dimmed circuit watts) | Single Stage Dimming | 4101680000049 | 168
168 | OrangeTek | LED Street Lights |  | ARIALED 150Xi (67% dimmed circuit watts) | Single Stage Dimming | 4101680000067 | 168
168 | OrangeTek | LED Street Lights |  | ARIALED 150Xi | Non Dimmed | 4101680000100 | 168
168 | CREE Lighting | LED Street Lights | CREE LEDway Road 100 LED unit | 100 LED CREE LEDway Road driven at 525mA | Non Dimmed | 4101680001100 | 168
168 | CU Phosco Lighting | LED Street Lights |  | P853-64-**-NW-*850mA | Non Dimmed | 4101680002100 | 168
169 | Philips Lighting | LED Street Lights |  | LEDGine 144 LED Green Line | Non Dimmed | 4101690000100 | 169
169 | Urbis Schréder | LED Street Lights |  | 104 LED 500mA LF RE Module (70% dimmed circuit watts) | Single Stage Dimming | 4101690001070 | 170
169 | Urbis Schréder | LED Street Lights |  | 104 LED LF 500mA Module | Non Dimmed | 4101690001100 | 169
169 | Urbis Schréder | LED Street Lights |  | 112 LED LF 500mA Mod V4 CLO (50% Dimmed Circuit Watts) | Single Stage Dimming | 4101690002050 | 169
169 | Urbis Schréder | LED Street Lights |  | 112 LED LF 500mA Mod V4 CLO (74% Dimmed Circuit Watts) | Single Stage Dimming | 4101690002074 | 169
169 | Urbis Schréder | LED Street Lights |  | 112 LED LF 500mA Mod V4 CLO | Non Dimmed | 4101690002100 | 169
169 | Philips Lighting | LED Street Lights |  | LEDGine 144 LED Green Line | Non Dimmed | 4101696000100 | 169
170 | Philips Lighting | LED Street Lights |  | LEDGine ECO196 Cool White 5700K 657/LEDGine ECO184 Neutral White 4000K 740 | Non Dimmed | 4101700000100 | 170
170 | Indal WRTL Exterior Lighting Ltd | LED Street Lights | White High Power LED System | Luma 2, 100 LED & 18000 Lumen Package + Luma 3, 200 LED & 22000 Lumen Package (Dimmed 50% full power circuit watts) | Single Stage Dimming | 4101700001050 | 170
170 | Indal WRTL Exterior Lighting Ltd | LED Street Lights | White High Power LED System | Luma 2, 100 LED & 18000 Lumen Package + Luma 3, 200 LED & 22000 Lumen Package (Dimmed 75% full power circuit watts) | Single Stage Dimming | 4101700001075 | 170
170 | Indal WRTL Exterior Lighting Ltd | LED Street Lights | White High Power LED System | Luma 2, 100 LED & 18000 Lumen Package + Luma 3, 200 LED & 22000 Lumen Package | Non Dimmed | 4101700001100 | 170
170 | Low Carbon Lighting Limited | LED Street Lights |  | LuxOn 170w | Non Dimmed | 4101700002100 | 170
170 | Holophane Europe ltd | LED Street Lights |  | VMX.V7 112 LED Street Lighting Luminaire (525 mA) CLO (90%) (51% Dimmed Circuit Watts - 50% Dimmed Drive Current) | Single Stage Dimming | 4101700003051 | 170
170 | Holophane Europe ltd | LED Street Lights |  | VMX.V7 112 LED Street Lighting Luminaire (525 mA) CLO (90%) (61% Dimmed Circuit Watts - 60% Dimmed Drive Current) | Single Stage Dimming | 4101700003061 | 170
170 | Holophane Europe ltd | LED Street Lights |  | VMX.V7 112 LED Street Lighting Luminaire (525 mA) CLO (90%) (71% Dimmed Circuit Watts - 70% Dimmed Drive Current) | Single Stage Dimming | 4101700003071 | 170
170 | Holophane Europe ltd | LED Street Lights |  | VMX.V7 112 LED Street Lighting Luminaire (525 mA) CLO (90%) | Non Dimmed | 4101700003100 | 170
170 | Thorn Lighting | LED Street Lights |  | Thorn LED Module 170W | Non Dimmed | 4101700998100 | 170
170 | Low Carbon Lighting Limited | LED Street Lights | MLSD - Approved | LuxOn 170w | Non Dimmed | 4101706002100 | 170
171 | CU Phosco Lighting | LED Street Lights |  | P855-40-**-NW-*350 | Non Dimmed | 4101710000100 | 171
171 | Philips WRTL | LED Street Lights |  | Luma 2A Neutral White 23KLm 120 LED Constant Flux | Non Dimmed | 4101710999100 | 171
171 | Philips WRTL | LED Street Lights | MLSD-Approved | Luma 2A Neutral White 23KLm 120 LED Constant Flux | Non Dimmed | 4101716999100 | 171
172 | Philips Lighting | LED Street Lights |  | LEDGine 96 LED Economy Line (Cool White 5600k) | Non Dimmed | 4101720000100 | 172
172 | Holophane Europe ltd | LED Street Lights |  | DSX2 100 LED Street Lighting Luminaire (525 mA) (51% Dimmed Circuit Watts - 50% Dimmed Drive Current) | Single Stage Dimming | 4101720001051 | 172
172 | Holophane Europe ltd | LED Street Lights |  | DSX2 100 LED Street Lighting Luminaire (525 mA) (61% Dimmed Circuit Watts - 60% Dimmed Drive Current) | Single Stage Dimming | 4101720001061 | 172
172 | Holophane Europe ltd | LED Street Lights |  | DSX2 100 LED Street Lighting Luminaire (525 mA) (70% Dimmed Circuit Watts - 70% Dimmed Drive Current) | Single Stage Dimming | 4101720001070 | 172
172 | Holophane Europe ltd | LED Street Lights |  | DSX2 100 LED Street Lighting Luminaire (525 mA) | Non Dimmed | 4101720001100 | 172
172 | Thorn Lighting | LED Street Lights |  | Thorn LED Module 172W | Non Dimmed | 4101720998100 | 172
172 | Philips WRTL | LED Street Lights |  | Luma 2A Cool White 221KLm 80 LED, Luma 3A Cool White 32KLm 200 LED Neutral White 25KLm 200 LED Constant Flux | Non Dimmed | 4101720999100 | 172
173 | LED Roadway Lighting | LED Street Lights |  | Satellite Series 173W Model S96M | Non Dimmed | 4101730000100 | 172
173 | Holophane Europe ltd | LED Street Lights |  | VMX.V8 128 LED Street Lighting Luminaire (525 mA) CLO (70%) (51% Dimmed Circuit Watts - 50% Dimmed Drive Current) | Single Stage Dimming | 4101730001051 | 173
173 | Holophane Europe ltd | LED Street Lights |  | VMX.V8 128 LED Street Lighting Luminaire (525 mA) CLO (70%) (61% Dimmed Circuit Watts - 60% Dimmed Drive Current) | Single Stage Dimming | 4101730001061 | 173
173 | Holophane Europe ltd | LED Street Lights |  | VMX.V8 128 LED Street Lighting Luminaire (525 mA) CLO (70%) (71% Dimmed Circuit Watts - 70% Dimmed Drive Current) | Single Stage Dimming | 4101730001071 | 173
173 | Holophane Europe ltd | LED Street Lights |  | VMX.V8 128 LED Street Lighting Luminaire (525 mA) CLO (70%) | Non Dimmed | 4101730001100 | 173
173 | Philips WRTL | LED Street Lights |  | Luma 2A Cool White 25KLm Constant Flux | Non Dimmed | 4101730999100 | 173
174 | GE | LED Street Lights |  | GE R250 - Modular Roadway R250 Triple/ASY3/174/43 (43% Dimmed Circuit Watts) | Single Stage Dimming | 4101740000043 | 174
174 | GE | LED Street Lights |  | GE R250 - Modular Roadway R250 Triple/ASY3/174/43 | Non Dimmed | 4101740000100 | 174
174 | CU Phosco Lighting | LED Street Lights |  | P850 400mA 174W V1 | Non Dimmed | 4101740001100 | 175
174 | Holophane Europe ltd | LED Street Lights |  | VMX.V6 96 LED Street Lighting Luminaire (700 mA) CLO (70%) (51% Dimmed Circuit Watts - 50% Dimmed Drive Current) | Single Stage Dimming | 4101740002051 | 174
174 | Holophane Europe ltd | LED Street Lights |  | VMX.V6 96 LED Street Lighting Luminaire (700 mA) CLO (70%) (61% Dimmed Circuit Watts - 60% Dimmed Drive Current) | Single Stage Dimming | 4101740002061 | 174
174 | Holophane Europe ltd | LED Street Lights |  | VMX.V6 96 LED Street Lighting Luminaire (700 mA) CLO (70%) (71% Dimmed Circuit Watts - 70% Dimmed Drive Current) | Single Stage Dimming | 4101740002071 | 174
174 | Holophane Europe ltd | LED Street Lights |  | VMX.V6 96 LED Street Lighting Luminaire (700 mA) CLO (70%) | Non Dimmed | 4101740002100 | 174
174 | CU Phosco Lighting | LED Street Lights |  | P855-40-**-NW-*375-CLO | Non Dimmed | 4101740003100 | 174
174 | Philips WRTL | LED Street Lights |  | Luma 2A Neutral White 22KLm 100 LED Constant Flux | Non Dimmed | 4101740999100 | 174
174 | CU Phosco Lighting | LED Street Lights | MLSD-Approved | P850 400mA 174W V1 | Non Dimmed | 4101746001100 | 175
175 | Advanced LEDS Ltd | LED Street Lights |  | CLIPPER 175W EL72 | Non Dimmed | 4101750000100 | 177
175 | Holophane Europe ltd | LED Street Lights |  | VMX.V5 80 LED Street Lighting Luminaire (700 mA) (50% Dimmed Circuit Watts - 50% Dimmed Drive Current) | Single Stage Dimming | 4101750001050 | 175
175 | Holophane Europe ltd | LED Street Lights |  | VMX.V5 80 LED Street Lighting Luminaire (700 mA) (60% Dimmed Circuit Watts - 60% Dimmed Drive Current) | Single Stage Dimming | 4101750001060 | 175
175 | Holophane Europe ltd | LED Street Lights |  | VMX.V5 80 LED Street Lighting Luminaire (700 mA) (70% Dimmed Circuit Watts - 70% Dimmed Drive Current) | Single Stage Dimming | 4101750001070 | 175
175 | Holophane Europe ltd | LED Street Lights |  | VMX.V5 80 LED Street Lighting Luminaire (700 mA) (74% Dimmed Circuit Watts - 75% Dimmed Drive Current) | Single Stage Dimming | 4101750001074 | 175
175 | Holophane Europe ltd | LED Street Lights |  | VMX.V5 80 LED Street Lighting Luminaire (700 mA) | Non Dimmed | 4101750001100 | 175
175 | Thorn Lighting | LED Street Lights |  | Thorn LED Module 175W | Non Dimmed | 4101750998100 | 175
176 | Urbis Schréder | LED Street Lights |  | 80 LED 700mA LF RE Module | Non Dimmed | 4101760000100 | 176
176 | Philips WRTL | LED Street Lights |  | Luma 2A Cool White 24KLm 100 LED, Luma 3A Neutral White 24KLm 120 LED Constant Flux | Non Dimmed | 4101760999100 | 176
177 | Holophane Europe ltd | LED Street Lights |  | VMX.V4 64 LED Street Lighting Luminaire (1000 mA) CLO (70%) (50% Dimmed Circuit Watts - 50% Dimmed Drive Current) | Single Stage Dimming | 4101770000050 | 177
177 | Holophane Europe ltd | LED Street Lights |  | VMX.V4 64 LED Street Lighting Luminaire (1000 mA) CLO (70%) (60% Dimmed Circuit Watts - 60% Dimmed Drive Current) | Single Stage Dimming | 4101770000060 | 177
177 | Holophane Europe ltd | LED Street Lights |  | VMX.V4 64 LED Street Lighting Luminaire (1000 mA) CLO (70%) (70% Dimmed Circuit Watts - 70% Dimmed Drive Current) | Single Stage Dimming | 4101770000070 | 177
177 | Holophane Europe ltd | LED Street Lights |  | VMX.V4 64 LED Street Lighting Luminaire (1000 mA) CLO (70%) | Non Dimmed | 4101770000100 | 177
178 | Holophane Europe ltd | LED Street Lights |  | VMX.V7 112 LED Street Lighting Luminaire (525 mA) (51% Dimmed Circuit Watts - 50% Dimmed Drive Current) | Single Stage Dimming | 4101780000051 | 178
178 | Holophane Europe ltd | LED Street Lights |  | VMX.V7 112 LED Street Lighting Luminaire (525 mA) (61% Dimmed Circuit Watts - 60% Dimmed Drive Current) | Single Stage Dimming | 4101780000061 | 178
178 | Holophane Europe ltd | LED Street Lights |  | VMX.V7 112 LED Street Lighting Luminaire (525 mA) (70% Dimmed Circuit Watts - 70% Dimmed Drive Current) | Single Stage Dimming | 4101780000070 | 178
178 | Holophane Europe ltd | LED Street Lights |  | VMX.V7 112 LED Street Lighting Luminaire (525 mA) (75% Dimmed Circuit Watts - 75% Dimmed Drive Current) | Single Stage Dimming | 4101780000075 | 178
178 | Holophane Europe ltd | LED Street Lights |  | VMX.V7 112 LED Street Lighting Luminaire (525 mA) | Non Dimmed | 4101780000100 | 178
178 | OrangeTek | LED Street Lights |  | Arialed 80, 700mA, PA (50% Dimmed Circuit Watts) | Single Stage Dimming | 4101780001050 | 178
178 | OrangeTek | LED Street Lights |  | Arialed 80, 700mA, PA (69% Dimmed Circuit Watts) | Single Stage Dimming | 4101780001069 | 178
178 | OrangeTek | LED Street Lights |  | Arialed 80, 700mA, PA 100% | Non Dimmed | 4101780001100 | 178
178 | Thorn Lighting | LED Street Lights |  | Thorn LED Module 178W | Non Dimmed | 4101780998100 | 178
179 | Indal WRTL Exterior Lighting Ltd | LED Street Lights | White High Power LED System | Luma 2, 120 LED & 20000 Lumen Package (Dimmed 50% full power circuit watts) | Single Stage Dimming | 4101790000050 | 179
179 | Indal WRTL Exterior Lighting Ltd | LED Street Lights | White High Power LED System | Luma 2, 120 LED & 20000 Lumen Package (Dimmed 75% full power circuit watts) | Single Stage Dimming | 4101790000075 | 179
179 | Indal WRTL Exterior Lighting Ltd | LED Street Lights | White High Power LED System | Luma 2, 120 LED & 20000 Lumen Package | Non Dimmed | 4101790000100 | 179
179 | Philips Lighting | LED Street Lights |  | LEDGine 2.2 Jan 2013 ECO198 740 Neutral White, ECO211 657 Cool White | Non Dimmed | 4101790001100 | 179
179 | Philips WRTL | LED Street Lights |  | Luma 2A Neutral White 24KLm 120 LED, Luma 3A Cool White 34KLm 200 LED Constant Flux | Non Dimmed | 4101790999100 | 179
180 | OrangeTek | LED Street Lights |  | TERRALED 180A | Non Dimmed | 4101800001100 | 166
180 | ELTA-R Chenkin and Sie | LED Street Lights |  | SM 180 | Non Dimmed | 4101800002100 | 189
180 | ELTA-R Chenkin and Sie | LED Street Lights |  | SM 180D (50% dimmed circuit watts) | Single Stage Dimming | 4101800003050 | 189
180 | ELTA-R Chenkin and Sie | LED Street Lights |  | SM 180D | Non Dimmed | 4101800003100 | 189
180 | ELTA-R Chenkin and Sie | LED Street Lights |  | SM 180DF (51% dimmed circuit watts) | Single Stage Dimming | 4101800004051 | 190
180 | ELTA-R Chenkin and Sie | LED Street Lights |  | SM 180DF | Non Dimmed | 4101800004100 | 190
180 | ELTA-R Chenkin and Sie | LED Street Lights |  | SM 180F | Non Dimmed | 4101800005100 | 190
180 | Urbis Schréder | LED Street Lights |  | 112 LED 500mA LF RE Module (72% dimmed circuit watts) | Single Stage Dimming | 4101800006072 | 181
180 | Urbis Schréder | LED Street Lights |  | 112 LED 500mA LF RE Module | Non Dimmed | 4101800006100 | 181
180 | OrangeTek | LED Street Lights |  | ARIALED 160 (48% dimmed circuit watts) | Single Stage Dimming | 4101800007048 | 180
180 | OrangeTek | LED Street Lights |  | ARIALED 160 (62% dimmed circuit watts) | Single Stage Dimming | 4101800007062 | 180
180 | OrangeTek | LED Street Lights |  | ARIALED 160 | Non Dimmed | 4101800007100 | 180
180 | SolTex Global Ltd | LED Street Lights |  | 180W YZLD (40% dimmed circuit watts) | Single Stage Dimming | 4101800008040 | 182
180 | SolTex Global Ltd | LED Street Lights |  | 180W YZLD (60% dimmed circuit watts) | Single Stage Dimming | 4101800008060 | 182
180 | SolTex Global Ltd | LED Street Lights |  | 180W YZLD (80% dimmed circuit watts) | Single Stage Dimming | 4101800008080 | 182
180 | SolTex Global Ltd | LED Street Lights |  | 180W YZLD | Non Dimmed | 4101800008100 | 182
180 | LG | LED Street Lights |  | S18vv0wwxyz (20% Dimmed Circuit Watts) | Single Stage Dimming | 4101800009020 | 181
180 | LG | LED Street Lights |  | S18vv0wwxyz (28% Dimmed Circuit Watts) | Single Stage Dimming | 4101800009028 | 181
180 | LG | LED Street Lights |  | S18vv0wwxyz (38% Dimmed Circuit Watts) | Single Stage Dimming | 4101800009038 | 181
180 | LG | LED Street Lights |  | S18vv0wwxyz (47% Dimmed Circuit Watts) | Single Stage Dimming | 4101800009047 | 181
180 | LG | LED Street Lights |  | S18vv0wwxyz (57% Dimmed Circuit Watts) | Single Stage Dimming | 4101800009057 | 181
180 | LG | LED Street Lights |  | S18vv0wwxyz (66% Dimmed Circuit Watts) | Single Stage Dimming | 4101800009066 | 181
180 | LG | LED Street Lights |  | S18vv0wwxyz (76% Dimmed Circuit Watts) | Single Stage Dimming | 4101800009076 | 181
180 | LG | LED Street Lights |  | S18vv0wwxyz (87% Dimmed Circuit Watts) | Single Stage Dimming | 4101800009087 | 181
180 | LG | LED Street Lights |  | S18vv0wwxyz (97% Dimmed Circuit Watts) | Single Stage Dimming | 4101800009097 | 181
180 | LG | LED Street Lights |  | S18vv0wwxyz | Non Dimmed | 4101800009100 | 181
180 | Thorn Lighting | LED Street Lights |  | Thorn LED Module 180W | Non Dimmed | 4101800998100 | 180
181 | Philips Lighting | LED Street Lights |  | LEDGine 152 LED Green Line | Non Dimmed | 4101810000100 | 181
181 | CU Phosco RUUD Lighting | LED Street Lights | 100 LED Main Road Luminaire | Ledway Road L*D***10C Code = Product description (must be LXD or LYD), optic type (any), mounting (any), number of LEDs (must be 10 actually = 100 LEDs), Type of LED (must be C), colour (any). | Non Dimmed | 4101810001100 | 173
181 | Indal WRTL Exterior Lighting Ltd | LED Street Lights | White High Power LED System | Luma 3, 200 LED & 23000 Lumen Package (Dimmed 50% full power circuit watts) | Single Stage Dimming | 4101810002050 | 181
181 | Indal WRTL Exterior Lighting Ltd | LED Street Lights | White High Power LED System | Luma 3, 200 LED & 23000 Lumen Package (Dimmed 75% full power circuit watts) | Single Stage Dimming | 4101810002075 | 181
181 | Indal WRTL Exterior Lighting Ltd | LED Street Lights | White High Power LED System | Luma 3, 200 LED & 23000 Lumen Package | Non Dimmed | 4101810002100 | 181
181 | CU Phosco Lighting | LED Street Lights |  | P850 450mA 181W V1 CLO | Non Dimmed | 4101810003100 | 181
181 | CU Phosco Lighting | LED Street Lights | MLSD-Approved | P850 450mA 181W V1 CLO | Non Dimmed | 4101816003100 | 181
182 | CREE Lighting | LED Street Lights | CREE LEDway Road 80 LED unit | 80 LED CREE LEDway Road driven at 700mA (51% Dimmed Circuit Watts) | Single Stage Dimming | 4101820000051 | 182
182 | CREE Lighting | LED Street Lights | CREE LEDway Road 80 LED unit | 80 LED CREE LEDway Road driven at 700mA (65% Dimmed Circuit Watts) | Single Stage Dimming | 4101820000065 | 182
182 | CREE Lighting | LED Street Lights | CREE LEDway Road 80 LED unit | 80 LED CREE LEDway Road driven at 700mA (75% Dimmed Circuit Watts) | Single Stage Dimming | 4101820000075 | 182
182 | CREE Lighting | LED Street Lights | CREE LEDway Road 80 LED unit | 80 LED CREE LEDway Road driven at 700mA (83% Dimmed Circuit Watts) | Single Stage Dimming | 4101820000083 | 182
182 | CREE Lighting | LED Street Lights | CREE LEDway Road 80 LED unit | 80 LED CREE LEDway Road driven at 700mA | Non Dimmed | 4101820000100 | 182
182 | Thorn Lighting | LED Street Lights |  | Thorn LED Module 182W | Non Dimmed | 4101820998100 | 182
182 | Philips WRTL | LED Street Lights |  | Luma 3A Neutral White 26KLm 200 LED Constant Flux | Non Dimmed | 4101820999100 | 182
183 | CU Phosco RUUD Lighting | LED Street Lights | 80 LED Main Road Luminaire | Ledway Road L*D ** * 08D ** Code = Product description (must be LXD or LYD), optic type (any), mounting (any), number of LEDs (must be 08 actually = 80 LEDs), Type of LED (must be D), colour (any). | Non Dimmed | 4101830000100 | 183
183 | CU Phosco Lighting | LED Street Lights |  | P855-40-**-NW-*375 | Non Dimmed | 4101830001100 | 183
183 | Holophane Europe ltd | LED Street Lights |  | VMX.V8 128 LED Street Lighting Luminaire (525 mA) CLO (80%) (51% Dimmed Circuit Watts - 50% Dimmed Drive Current) | Single Stage Dimming | 4101830002051 | 183
183 | Holophane Europe ltd | LED Street Lights |  | VMX.V8 128 LED Street Lighting Luminaire (525 mA) CLO (80%) (61% Dimmed Circuit Watts - 60% Dimmed Drive Current) | Single Stage Dimming | 4101830002061 | 183
183 | Holophane Europe ltd | LED Street Lights |  | VMX.V8 128 LED Street Lighting Luminaire (525 mA) CLO (80%) (70% Dimmed Circuit Watts - 70% Dimmed Drive Current) | Single Stage Dimming | 4101830002070 | 183
183 | Holophane Europe ltd | LED Street Lights |  | VMX.V8 128 LED Street Lighting Luminaire (525 mA) CLO (80%) | Non Dimmed | 4101830002100 | 183
183 | Thorn Lighting | LED Street Lights |  | Thorn LED Module 183W Dimmed (50% Dimmed Circui Watts) | Single Stage Dimming | 4101830003050 | 183
183 | Thorn Lighting | LED Street Lights |  | Thorn LED Module 183W | Non Dimmed | 4101830003100 | 183
184 | Philips Lighting | LED Street Lights |  | LEDGine ECO211 Cool White 5700K 657/LEDGine ECO198 Neutral White 4000K 740 | Non Dimmed | 4101840000100 | 184
184 | Holophane Europe ltd | LED Street Lights |  | VMX.V6 96 LED Street Lighting Luminaire (700 mA) CLO (80%) (51% Dimmed Circuit Watts - 50% Dimmed Drive Current) | Single Stage Dimming | 4101840001051 | 184
184 | Holophane Europe ltd | LED Street Lights |  | VMX.V6 96 LED Street Lighting Luminaire (700 mA) CLO (80%) (61% Dimmed Circuit Watts - 60% Dimmed Drive Current) | Single Stage Dimming | 4101840001061 | 184
184 | Holophane Europe ltd | LED Street Lights |  | VMX.V6 96 LED Street Lighting Luminaire (700 mA) CLO (80%) (71% Dimmed Circuit Watts - 70% Dimmed Drive Current) | Single Stage Dimming | 4101840001071 | 184
184 | Holophane Europe ltd | LED Street Lights |  | VMX.V6 96 LED Street Lighting Luminaire (700 mA) CLO (80%) | Non Dimmed | 4101840001100 | 184
184 | Philips WRTL | LED Street Lights |  | Luma 2A Cool White 26KLm Constant Flux | Non Dimmed | 4101840999100 | 184
185 | Philips Lighting | LED Street Lights |  | LEDGine 104 LED Economy Line (Cool White 5600k) | Non Dimmed | 4101850000100 | 185
185 | CU Phosco Lighting | LED Street Lights |  | P855-40-**-NW-*400-CLO | Non Dimmed | 4101850001100 | 185
185 | Thorn Lighting | LED Street Lights |  | Thorn LED Module 185W | Non Dimmed | 4101850998100 | 185
185 | Philips WRTL | LED Street Lights |  | Luma 2A Cool White 25KLm 100 LED, Neutral White 23KLm 100 LED, Luma 3A Neutral White 25KLm 120 LED Constant Flux | Non Dimmed | 4101850999100 | 185
187 | Urbis Schréder | LED Street Lights |  | 128 LED 500mA LF Module V5 CLO (50% dimmed circuit watts) | Single Stage Dimming | 4101870001050 | 187
187 | Urbis Schréder | LED Street Lights |  | 128 LED 500mA LF Module V5 CLO (74% dimmed circuit watts) | Single Stage Dimming | 4101870001074 | 187
187 | Urbis Schréder | LED Street Lights |  | 128 LED 500mA LF Module V5 CLO | Non Dimmed | 4101870001100 | 187
187 | Philips WRTL | LED Street Lights |  | Luma 3A Cool White 35KLm 200 LED Constant Flux | Non Dimmed | 4101870999100 | 187
188 | Holophane Europe ltd | LED Street Lights |  | VMX.V4 64 LED Street Lighting Luminaire (1000 mA) CLO (80%) (50% Dimmed Circuit Watts - 50% Dimmed Drive Current) | Single Stage Dimming | 4101880002050 | 188
188 | Holophane Europe ltd | LED Street Lights |  | VMX.V4 64 LED Street Lighting Luminaire (1000 mA) CLO (80%) (60% Dimmed Circuit Watts - 60% Dimmed Drive Current) | Single Stage Dimming | 4101880002060 | 188
188 | Holophane Europe ltd | LED Street Lights |  | VMX.V4 64 LED Street Lighting Luminaire (1000 mA) CLO (80%) (70% Dimmed Circuit Watts - 70% Dimmed Drive Current) | Single Stage Dimming | 4101880002070 | 188
188 | Holophane Europe ltd | LED Street Lights |  | VMX.V4 64 LED Street Lighting Luminaire (1000 mA) CLO (80%) | Non Dimmed | 4101880002100 | 188
188 | Thorn Lighting | LED Street Lights |  | Thorn LED Module 188W | Non Dimmed | 4101880998100 | 188
188 | Philips WRTL | LED Street Lights |  | Luma 3A Neutral White 27KLm 200 LED Constant Flux | Non Dimmed | 4101880999100 | 188
189 | Indal WRTL Exterior Lighting Ltd | LED Street Lights | White High Power LED System | Luma 3, 200 LED & 24000 Lumen Package (Dimmed 50% full power circuit watts) | Single Stage Dimming | 4101890000050 | 189
189 | Indal WRTL Exterior Lighting Ltd | LED Street Lights | White High Power LED System | Luma 3, 200 LED & 24000 Lumen Package (Dimmed 75% full power circuit watts) | Single Stage Dimming | 4101890000075 | 189
189 | Indal WRTL Exterior Lighting Ltd | LED Street Lights | White High Power LED System | Luma 3, 200 LED & 24000 Lumen Package | Non Dimmed | 4101890000100 | 189
190 | GE Hungary Kft | LED Street Lights |  | SP H/1/F/B/19040/A/ST/C1/N/P76/R7035 (62% Dimmed Circuit Watts) | Single Stage Dimming | 4101900000062 | 188
190 | GE Hungary Kft | LED Street Lights |  | SP H/1/F/B/190/40/A/ST/C1/N/P76/R7035 (68% Dimmed Circuit Watts) | Single Stage Dimming | 4101900000068 | 188
190 | GE Hungary Kft | LED Street Lights |  | SP H/1/F/B/190/40/A/ST/C1/N/P76/R7035 (74% Dimmed Circuit Watts) | Single Stage Dimming | 4101900000074 | 188
190 | GE Hungary Kft | LED Street Lights |  | SP H/1/F/B/19040/A/ST/C1/N/P76/R7035 | Non Dimmed | 4101900000100 | 188
191 | OrangeTek | LED Street Lights |  | ARIALED 170 (48% dimmed circuit watts) | Single Stage Dimming | 4101910000048 | 191
191 | OrangeTek | LED Street Lights |  | ARIALED 170 (67% dimmed circuit watts) | Single Stage Dimming | 4101910000067 | 191
191 | OrangeTek | LED Street Lights |  | ARIALED 170 | Non Dimmed | 4101910000100 | 191
191 | Urbis Schréder | LED Street Lights |  | 128 LED LF 500mA Mod V4 CLO (50% Dimmed Circuit Watts) | Single Stage Dimming | 4101910001050 | 191
191 | Urbis Schréder | LED Street Lights |  | 128 LED LF 500mA Mod V4 CLO (74% Dimmed Circuit Watts) | Single Stage Dimming | 4101910001074 | 191
191 | Urbis Schréder | LED Street Lights |  | 128 LED LF 500mA Mod V4 CLO | Non Dimmed | 4101910001100 | 191
191 | Urbis Schréder | LED Street Lights |  | 96 LED 700mA Module V5 CLO (51% dimmed circuit watts) | Single Stage Dimming | 4101910002051 | 191
191 | Urbis Schréder | LED Street Lights |  | 96 LED 700mA Module V5 CLO (75% dimmed circuit watts) | Single Stage Dimming | 4101910002075 | 191
191 | Urbis Schréder | LED Street Lights |  | 96 LED 700mA Module V5 CLO | Non Dimmed | 4101910002100 | 191
191 | Thorn Lighting | LED Street Lights |  | Thorn LED Module 191W | Non Dimmed | 4101910998100 | 191
192 | Philips Lighting | LED Street Lights |  | LEDGine 160 LED Green Line | Non Dimmed | 4101920000100 | 192
192 | Urbis Schréder | LED Street Lights |  | 120 LED 500mA LF RE Module | Non Dimmed | 4101920001100 | 193
192 | Easy Energy Solution LTD | LED Street Lights |  | SL180 | Non Dimmed | 4101920002100 | 187
192 | Urbis Schréder | LED Street Lights |  | 88 LED 700mA LF Module V4 (76% dimmed circuit watts) | Single Stage Dimming | 4101920003076 | 192
192 | Urbis Schréder | LED Street Lights |  | 88 LED 700mA LF RE Module | Non Dimmed | 4101920003100 | 192
192 | Thorn Lighting | LED Street Lights |  | R-PEC LED Module, 84 LED's @700mA R2L2 M 84L70 | Non Dimmed | 4101920004100 | 192
192 | Philips WRTL | LED Street Lights |  | Luma 2A Neutral White 25KLm 120 LED Constant Flux | Non Dimmed | 4101920999100 | 192
193 | Holophane Europe ltd | LED Street Lights |  | VMX.V8 128 LED Street Lighting Luminaire (525 mA) CLO (90%) (51% Dimmed Circuit Watts - 50% Dimmed Drive Current) | Single Stage Dimming | 4101930000051 | 193
193 | Holophane Europe ltd | LED Street Lights |  | VMX.V8 128 LED Street Lighting Luminaire (525 mA) CLO (90%) (61% Dimmed Circuit Watts - 60% Dimmed Drive Current) | Single Stage Dimming | 4101930000061 | 193
193 | Holophane Europe ltd | LED Street Lights |  | VMX.V8 128 LED Street Lighting Luminaire (525 mA) CLO (90%) (70% Dimmed Circuit Watts - 70% Dimmed Drive Current) | Single Stage Dimming | 4101930000070 | 193
193 | Holophane Europe ltd | LED Street Lights |  | VMX.V8 128 LED Street Lighting Luminaire (525 mA) CLO (90%) | Non Dimmed | 4101930000100 | 193
193 | Vizulo Ltd | LED Street Lights |  | Stork, Stork Little Brother: 84 LEDs (OC driver) (13% Dimmed Circuit Watts) | Single Stage Dimming | 4101930001013 | 193
193 | Vizulo Ltd | LED Street Lights |  | Stork, Stork Little Brother: 84 LEDs (OC driver) (29% Dimmed Circuit Watts) | Single Stage Dimming | 4101930001029 | 193
193 | Vizulo Ltd | LED Street Lights |  | Stork, Stork Little Brother: 84 LEDs (OC driver) (35% Dimmed Circuit Watts) | Single Stage Dimming | 4101930001035 | 193
193 | Vizulo Ltd | LED Street Lights |  | Stork, Stork Little Brother: 84 LEDs (OC driver) (41% Dimmed Circuit Watts) | Single Stage Dimming | 4101930001041 | 193
193 | Vizulo Ltd | LED Street Lights |  | Stork, Stork Little Brother: 84 LEDs (OC driver) (47% Dimmed Circuit Watts) | Single Stage Dimming | 4101930001047 | 193
193 | Vizulo Ltd | LED Street Lights |  | Stork, Stork Little Brother: 84 LEDs (OC driver) (54% Dimmed Circuit Watts) | Single Stage Dimming | 4101930001054 | 193
193 | Vizulo Ltd | LED Street Lights |  | Stork, Stork Little Brother: 84 LEDs (OC driver) (61% Dimmed Circuit Watts) | Single Stage Dimming | 4101930001061 | 193
193 | Vizulo Ltd | LED Street Lights |  | Stork, Stork Little Brother: 84 LEDs (OC driver) (68% Dimmed Circuit Watts) | Single Stage Dimming | 4101930001068 | 193
193 | Vizulo Ltd | LED Street Lights |  | Stork, Stork Little Brother: 84 LEDs (OC driver) (78% Dimmed Circuit Watts) | Single Stage Dimming | 4101930001078 | 193
193 | Vizulo Ltd | LED Street Lights |  | Stork, Stork Little Brother: 84 LEDs (OC driver) (89% Dimmed Circuit Watts) | Single Stage Dimming | 4101930001089 | 193
193 | Vizulo Ltd | LED Street Lights |  | Stork, Stork Little Brother: 84 LEDs (OC driver) | Non Dimmed | 4101930001100 | 193
194 | Indal WRTL Exterior Lighting Ltd | LED Street Lights | White High Power LED System | Luma 2, 120 LED & 21000 Lumen Package (Dimmed 50% full power circuit watts) | Single Stage Dimming | 4101940000050 | 194
194 | Indal WRTL Exterior Lighting Ltd | LED Street Lights | White High Power LED System | Luma 2, 120 LED & 21000 Lumen Package (Dimmed 75% full power circuit watts) | Single Stage Dimming | 4101940000075 | 194
194 | Indal WRTL Exterior Lighting Ltd | LED Street Lights | White High Power LED System | Luma 2, 120 LED & 21000 Lumen Package | Non Dimmed | 4101940000100 | 194
194 | Philips Lighting | LED Street Lights |  | LEDGine 2.2 Jan 2013 ECO212 740 Neutral White, ECO226 641 Cool White | Non Dimmed | 4101940001100 | 194
194 | CU Phosco Lighting | LED Street Lights |  | P855-40-**-NW-*400 | Non Dimmed | 4101940002100 | 194
194 | Thorn Lighting | LED Street Lights |  | Thorn LED Module 194W | Non Dimmed | 4101940998100 | 194
195 | CU Phosco Lighting | LED Street Lights |  | P850 450mA 195W V1 | Non Dimmed | 4101950000100 | 195
195 | Urbis Schréder | LED Street Lights |  | 96 LED LF 700mA Module V4 CLO(50% dimmed circuit Watts) | Single Stage Dimming | 4101950001050 | 195
195 | Urbis Schréder | LED Street Lights |  | 96 LED LF 700mA Module V4 CLO (75% dimmed circuit Watts) | Single Stage Dimming | 4101950001075 | 195
195 | Urbis Schréder | LED Street Lights |  | 96 LED LF 700mA Module V4 CLO | Non Dimmed | 4101950001100 | 195
195 | Holophane Europe ltd | LED Street Lights |  | VMX.V6 96 LED Street Lighting Luminaire (700 mA) CLO (90%) (50% Dimmed Circuit Watts - 50% Dimmed Drive Current) | Single Stage Dimming | 4101950002050 | 195
195 | Holophane Europe ltd | LED Street Lights |  | VMX.V6 96 LED Street Lighting Luminaire (700 mA) CLO (90%) (61% Dimmed Circuit Watts - 60% Dimmed Drive Current) | Single Stage Dimming | 4101950002061 | 195
195 | Holophane Europe ltd | LED Street Lights |  | VMX.V6 96 LED Street Lighting Luminaire (700 mA) CLO (90%) (70% Dimmed Circuit Watts - 70% Dimmed Drive Current) | Single Stage Dimming | 4101950002070 | 195
195 | Holophane Europe ltd | LED Street Lights |  | VMX.V6 96 LED Street Lighting Luminaire (700 mA) CLO (90%) | Non Dimmed | 4101950002100 | 195
195 | CU Phosco Lighting | LED Street Lights | MLSD-Approved | P850 450mA 195W V1 | Non Dimmed | 4101956000100 | 195
196 | GE | LED Street Lights |  | GE R250 - Modular Roadway R250 Quadruple/ASY3/196/43 (44% Dimmed Circuit Watts) | Single Stage Dimming | 4101960000044 | 195
196 | GE | LED Street Lights |  | GE R250 - Modular Roadway R250 Quadruple/ASY3/196/43 | Non Dimmed | 4101960000100 | 195
196 | Holophane Europe ltd | LED Street Lights |  | DSX2 100 LED Street Lighting Luminaire (700 mA) CLO (70%) (51% Dimmed Circuit Watts - 50% Dimmed Drive Current) | Single Stage Dimming | 4101960001051 | 196
196 | Holophane Europe ltd | LED Street Lights |  | DSX2 100 LED Street Lighting Luminaire (700 mA) CLO (70%) (60% Dimmed Circuit Watts - 60% Dimmed Drive Current) | Single Stage Dimming | 4101960001060 | 196
196 | Holophane Europe ltd | LED Street Lights |  | DSX2 100 LED Street Lighting Luminaire (700 mA) CLO (70%) (70% Dimmed Circuit Watts - 70% Dimmed Drive Current) | Single Stage Dimming | 4101960001070 | 196
196 | Holophane Europe ltd | LED Street Lights |  | DSX2 100 LED Street Lighting Luminaire (700 mA) CLO (70%) | Non Dimmed | 4101960001100 | 196
196 | CU Phosco Lighting | LED Street Lights |  | P855-40-**-NW-*425-CLO | Non Dimmed | 4101960002100 | 196
196 | Philips WRTL | LED Street Lights |  | Luma 2A Neutral White 24KLm 100 LED, Luma 3A Cool White 36KLm 200 LED, Neutral White 26KLm 120 LED Constant Flux | Non Dimmed | 4101960999100 | 196
197 | Thorn Lighting | LED Street Lights |  | Thorn LED Module 197W | Non Dimmed | 4101970998100 | 197
197 | Philips WRTL | LED Street Lights |  | Luma 2A Cool White 26KLm 100 LED, Luma 3A Neutral White 28KLm 200 LED Constant Flux | Non Dimmed | 4101970999100 | 197
198 | Philips Lighting | LED Street Lights |  | LEDGine 112 LED Economy Line (Cool White 5600k) | Non Dimmed | 4101980000100 | 198
198 | Philips Lighting | LED Street Lights |  | LEDGine ECO226 Cool White 5700K 657/LEDGine ECO212 Neutral White 4000K 740 | Non Dimmed | 4101980003100 | 198
199 | CREE Lighting | LED Street Lights | CREE LEDway Road 120 LED unit | 120 LED CREE LEDway Road driven at 525mA | Non Dimmed | 4101990000100 | 199
199 | Holophane Europe ltd | LED Street Lights |  | VMX.V4 64 LED Street Lighting Luminaire (1000 mA) CLO (90%) (50% Dimmed Circuit Watts - 50% Dimmed Drive Current) | Single Stage Dimming | 4101990001050 | 199
199 | Holophane Europe ltd | LED Street Lights |  | VMX.V4 64 LED Street Lighting Luminaire (1000 mA) CLO (90%) (60% Dimmed Circuit Watts - 60% Dimmed Drive Current) | Single Stage Dimming | 4101990001060 | 199
199 | Holophane Europe ltd | LED Street Lights |  | VMX.V4 64 LED Street Lighting Luminaire (1000 mA) CLO (90%) (69% Dimmed Circuit Watts - 70% Dimmed Drive Current) | Single Stage Dimming | 4101990001069 | 199
199 | Holophane Europe ltd | LED Street Lights |  | VMX.V4 64 LED Street Lighting Luminaire (1000 mA) CLO (90%) | Non Dimmed | 4101990001100 | 199
200 | Advanced LEDS Ltd | LED Street Lights |  | CLIPPER 200W EL72 | Non Dimmed | 4102000000100 | 203
200 | LED Roadway Lighting | LED Street Lights |  | Satellite Series 200W CLO Dimming Model S96M (31% dimmed cicruit Watts) | Single Stage Dimming | 4102000001031 | 173
200 | LED Roadway Lighting | LED Street Lights |  | Satellite Series 200W CLO Dimming Model S96M (60% dimmed cicruit Watts) | Single Stage Dimming | 4102000001060 | 173
200 | LED Roadway Lighting | LED Street Lights |  | Satellite Series 200W CLO Dimming Model S96M | Non Dimmed | 4102000001100 | 173
200 | Advanced LEDs Ltd | LED Street Lights |  | 200-7-9-CXL2-K2W-100-2R12 (50% Dimmed Circuit Watts) | Single Stage Dimming | 4102000002050 | 200
200 | Advanced LEDs Ltd | LED Street Lights |  | 200-7-9-CXL2-K2W-100-2R12 | Non Dimmed | 4102000002100 | 200
200 | OrangeTek | LED Street Lights |  | Arialed 90, 700mA, PA (50% Dimmed Circuit Watts) | Single Stage Dimming | 4102000003050 | 200
200 | OrangeTek | LED Street Lights |  | Arialed 90, 700mA, PA (69% Dimmed Circuit Watts) | Single Stage Dimming | 4102000003069 | 200
200 | OrangeTek | LED Street Lights |  | Arialed 90, 700mA, PA 100% | Non Dimmed | 4102000003100 | 200
200 | ShengKoy Technology Co. Ltd | LED Street Lights |  | LSL200-C57 | Non Dimmed | 4102000004100 | 200
200 | Thorn Lighting | LED Street Lights |  | Thorn LED Module 200W | Non Dimmed | 4102000998100 | 200
201 | LED Roadway Lighting | LED Street Lights |  | Satellite Series 201W Model S96M | Non Dimmed | 4102010000100 | 208
201 | Indal WRTL Exterior Lighting Ltd | LED Street Lights | White High Power LED System | Luma 3, 200 LED & 25000 Lumen Package (Dimmed 50% full power circuit watts) | Single Stage Dimming | 4102010001050 | 201
201 | Indal WRTL Exterior Lighting Ltd | LED Street Lights | White High Power LED System | Luma 3, 200 LED & 25000 Lumen Package (Dimmed 75% full power circuit watts) | Single Stage Dimming | 4102010001075 | 201
201 | Indal WRTL Exterior Lighting Ltd | LED Street Lights | White High Power LED System | Luma 3, 200 LED & 25000 Lumen Package | Non Dimmed | 4102010001100 | 201
201 | CU Phosco Lighting | LED Street Lights |  | P850 500mA 201W V1 CLO | Non Dimmed | 4102010002100 | 201
201 | OrangeTek | LED Street Lights |  | ARIALED 180 (48% dimmed circuit watts) | Single Stage Dimming | 4102010003048 | 201
201 | OrangeTek | LED Street Lights |  | ARIALED 180 (66% dimmed circuit watts) | Single Stage Dimming | 4102010003066 | 201
201 | OrangeTek | LED Street Lights |  | ARIALED 180 | Non Dimmed | 4102010003100 | 201
201 | Vizulo Ltd | LED Street Lights |  | Stork, Stork Little Brother: 108 LEDs (PB driver) (11% Dimmed Circuit Watts) | Single Stage Dimming | 4102010004011 | 201
201 | Vizulo Ltd | LED Street Lights |  | Stork, Stork Little Brother: 108 LEDs (PB driver) (35% Dimmed Circuit Watts) | Single Stage Dimming | 4102010004035 | 201
201 | Vizulo Ltd | LED Street Lights |  | Stork, Stork Little Brother: 108 LEDs (PB driver) (48% Dimmed Circuit Watts) | Single Stage Dimming | 4102010004048 | 201
201 | Vizulo Ltd | LED Street Lights |  | Stork, Stork Little Brother: 108 LEDs (PB driver) (62% Dimmed Circuit Watts) | Single Stage Dimming | 4102010004062 | 201
201 | Vizulo Ltd | LED Street Lights |  | Stork, Stork Little Brother: 108 LEDs (PB driver) (76% Dimmed Circuit Watts) | Single Stage Dimming | 4102010004076 | 201
201 | Vizulo Ltd | LED Street Lights |  | Stork, Stork Little Brother: 108 LEDs (PB driver) (79% Dimmed Circuit Watts) | Single Stage Dimming | 4102010004079 | 201
201 | Vizulo Ltd | LED Street Lights |  | Stork, Stork Little Brother: 108 LEDs (PB driver) (81% Dimmed Circuit Watts) | Single Stage Dimming | 4102010004081 | 201
201 | Vizulo Ltd | LED Street Lights |  | Stork, Stork Little Brother: 108 LEDs (PB driver) (84% Dimmed Circuit Watts) | Single Stage Dimming | 4102010004084 | 201
201 | Vizulo Ltd | LED Street Lights |  | Stork, Stork Little Brother: 108 LEDs (PB driver) (90% Dimmed Circuit Watts) | Single Stage Dimming | 4102010004090 | 201
201 | Vizulo Ltd | LED Street Lights |  | Stork, Stork Little Brother: 108 LEDs (PB driver) (95% Dimmed Circuit Watts) | Single Stage Dimming | 4102010004095 | 201
201 | Vizulo Ltd | LED Street Lights |  | Stork, Stork Little Brother: 108 LEDs (PB driver) | Non Dimmed | 4102010004100 | 201
201 | Thorn Lighting | LED Street Lights |  | Thorn LED Module 201W | Non Dimmed | 4102010998100 | 201
201 | CU Phosco Lighting | LED Street Lights | MLSD-Approved | P850 500mA 201W V1 CLO | Non Dimmed | 4102016002100 | 201
202 | Philips WRTL | LED Street Lights |  | Luma 2A Cool White 28KLm, Neutral White 26KLm 120 LED, Luma 3A Cool White 37KLm 200 LED Constant Flux | Non Dimmed | 4102020999100 | 202
203 | Holophane Europe ltd | LED Street Lights |  | VMX.V8 128 LED Street Lighting Luminaire (525 mA) (51% Dimmed Circuit Watts - 50% Dimmed Drive Current) | Single Stage Dimming | 4102030000051 | 203
203 | Holophane Europe ltd | LED Street Lights |  | VMX.V8 128 LED Street Lighting Luminaire (525 mA) (61% Dimmed Circuit Watts - 60% Dimmed Drive Current) | Single Stage Dimming | 4102030000061 | 203
203 | Holophane Europe ltd | LED Street Lights |  | VMX.V8 128 LED Street Lighting Luminaire (525 mA) (70% Dimmed Circuit Watts - 70% Dimmed Drive Current) | Single Stage Dimming | 4102030000070 | 203
203 | Holophane Europe ltd | LED Street Lights |  | VMX.V8 128 LED Street Lighting Luminaire (525 mA) (75% Dimmed Circuit Watts - 75% Dimmed Drive Current) | Single Stage Dimming | 4102030000075 | 203
203 | Holophane Europe ltd | LED Street Lights |  | VMX.V8 128 LED Street Lighting Luminaire (525 mA) | Non Dimmed | 4102030000100 | 203
203 | Thorn Lighting | LED Street Lights |  | Thorn LED Module 203W | Non Dimmed | 4102030998100 | 203
204 | Urbis Schréder | LED Street Lights |  | 128 LED LF 500mA Module V4 (49% dimmed circuit watts) | Single Stage Dimming | 4102040001049 | 204
204 | Urbis Schréder | LED Street Lights |  | 128 LED LF 500mA Module V4 (72% dimmed circuit watts) | Single Stage Dimming | 4102040001072 | 204
204 | Urbis Schréder | LED Street Lights |  | 128 LED LF 500mA Module V4 | Non Dimmed | 4102040001100 | 204
204 | Thorn Lighting | LED Street Lights |  | Thorn LED Module 204W | Non Dimmed | 4102040998100 | 204
204 | Philips WRTL | LED Street Lights |  | Luma 2A Neutral White 26KLm 120 LED Constant Flux | Non Dimmed | 4102040999100 | 204
205 | Philips Lighting | LED Street Lights |  | LEDGine 2.2 Jan 2013 ECO227 740 Neutral White, ECO257 657 Cool White | Non Dimmed | 4102050001100 | 205
205 | Holophane Europe ltd | LED Street Lights |  | VMX.V6 96 LED Street Lighting Luminaire (700 mA) (50% Dimmed Circuit Watts - 50% Dimmed Drive Current) | Single Stage Dimming | 4102050002050 | 205
205 | Holophane Europe ltd | LED Street Lights |  | VMX.V6 96 LED Street Lighting Luminaire (700 mA) (60% Dimmed Circuit Watts - 60% Dimmed Drive Current) | Single Stage Dimming | 4102050002060 | 205
205 | Holophane Europe ltd | LED Street Lights |  | VMX.V6 96 LED Street Lighting Luminaire (700 mA) (70% Dimmed Circuit Watts - 70% Dimmed Drive Current) | Single Stage Dimming | 4102050002070 | 205
205 | Holophane Europe ltd | LED Street Lights |  | VMX.V6 96 LED Street Lighting Luminaire (700 mA) (75% Dimmed Circuit Watts - 75% Dimmed Drive Current) | Single Stage Dimming | 4102050002075 | 205
205 | Holophane Europe ltd | LED Street Lights |  | VMX.V6 96 LED Street Lighting Luminaire (700 mA) | Non Dimmed | 4102050002100 | 205
205 | Philips WRTL | LED Street Lights |  | Luma 3A Neutral White 29KLm 200 LED Constant Flux | Non Dimmed | 4102050999100 | 205
206 | CU Phosco RUUD Lighting | LED Street Lights | 90 LED Main Road Luminaire | Ledway Road L*D ** * 09D ** Code = Product description (must be LXD or LYD), optic type (any), mounting (any), number of LEDs (must be 09 actually = 90 LEDs), Type of LED (must be D), colour (any). | Non Dimmed | 4102060000100 | 205
206 | CU Phosco Lighting | LED Street Lights |  | P855-40-**-NW-*425 | Non Dimmed | 4102060001100 | 206
207 | CU Phosco Lighting | LED Street Lights |  | P855-40-**-NW-*450-CLO | Non Dimmed | 4102070001100 | 207
208 | Urbis Schréder | LED Street Lights |  | 96 LED 700mA LF RE Module (52% dimmed circuit watts) | Single Stage Dimming | 4102080000052 | 207
208 | Urbis Schréder | LED Street Lights |  | 96 LED 700mA LF RE Module (76% dimmed circuit watts) | Single Stage Dimming | 4102080000076 | 207
208 | Urbis Schréder | LED Street Lights |  | 96 LED 700mA LF RE Module | Non Dimmed | 4102080000100 | 207
208 | Urbis Schréder | LED Street Lights |  | 96 LED 700mA Module V5 (51% dimmed circuit watts) | Single Stage Dimming | 4102080001051 | 208
208 | Urbis Schréder | LED Street Lights |  | 96 LED 700mA Module V5 (75% dimmed circuit watts) | Single Stage Dimming | 4102080001075 | 208
208 | Urbis Schréder | LED Street Lights |  | 96 LED 700mA Module V5 | Non Dimmed | 4102080001100 | 208
208 | Holophane Europe ltd | LED Street Lights |  | DSX2 100 LED Street Lighting Luminaire (700 mA) CLO (80%) (50% Dimmed Circuit Watts - 50% Dimmed Drive Current) | Single Stage Dimming | 4102080002050 | 208
208 | Holophane Europe ltd | LED Street Lights |  | DSX2 100 LED Street Lighting Luminaire (700 mA) CLO (80%) (60% Dimmed Circuit Watts - 60% Dimmed Drive Current) | Single Stage Dimming | 4102080002060 | 208
208 | Holophane Europe ltd | LED Street Lights |  | DSX2 100 LED Street Lighting Luminaire (700 mA) CLO (80%) (69% Dimmed Circuit Watts - 70% Dimmed Drive Current) | Single Stage Dimming | 4102080002069 | 208
208 | Holophane Europe ltd | LED Street Lights |  | DSX2 100 LED Street Lighting Luminaire (700 mA) CLO (80%) | Non Dimmed | 4102080002100 | 208
208 | Holophane Europe ltd | LED Street Lights |  | VMX.V7 112 LED Street Lighting Luminaire (700 mA) CLO (70%) (50% Dimmed Circuit Watts - 50% Dimmed Drive Current) | Single Stage Dimming | 4102080003050 | 208
208 | Holophane Europe ltd | LED Street Lights |  | VMX.V7 112 LED Street Lighting Luminaire (700 mA) CLO (70%) (61% Dimmed Circuit Watts - 60% Dimmed Drive Current) | Single Stage Dimming | 4102080003061 | 208
208 | Holophane Europe ltd | LED Street Lights |  | VMX.V7 112 LED Street Lighting Luminaire (700 mA) CLO (70%) (70% Dimmed Circuit Watts - 70% Dimmed Drive Current) | Single Stage Dimming | 4102080003070 | 208
208 | Holophane Europe ltd | LED Street Lights |  | VMX.V7 112 LED Street Lighting Luminaire (700 mA) CLO (70%) | Non Dimmed | 4102080003100 | 208
208 | Thorn Lighting | LED Street Lights |  | Thorn LED Module 208W | Non Dimmed | 4102080998100 | 208
208 | Philips WRTL | LED Street Lights |  | Luma 3A Neutral White 27KLm 120 LED Constant Flux | Non Dimmed | 4102080999100 | 208
209 | Philips WRTL | LED Street Lights |  | Luma 2A Cool White 27KLm, Neutral White 25KLm 100 LED LED Constant Flux | Non Dimmed | 4102090999100 | 209
210 | SolTex Global Ltd | LED Street Lights |  | 210W YZLD (40% dimmed circuit watts) | Single Stage Dimming | 4102100000040 | 213
210 | SolTex Global Ltd | LED Street Lights |  | 210W YZLD (60% dimmed circuit watts) | Single Stage Dimming | 4102100000060 | 213
210 | SolTex Global Ltd | LED Street Lights |  | 210W YZLD (79% dimmed circuit watts) | Single Stage Dimming | 4102100000079 | 213
210 | SolTex Global Ltd | LED Street Lights |  | 210W YZLD | Non Dimmed | 4102100000100 | 213
210 | Holophane Europe ltd | LED Street Lights |  | VMX.V4 64 LED Street Lighting Luminaire (1000 mA) (50% Dimmed Circuit Watts - 50% Dimmed Drive Current) | Single Stage Dimming | 4102100001050 | 210
210 | Holophane Europe ltd | LED Street Lights |  | VMX.V4 64 LED Street Lighting Luminaire (1000 mA) (59% Dimmed Circuit Watts - 60% Dimmed Drive Current) | Single Stage Dimming | 4102100001059 | 210
210 | Holophane Europe ltd | LED Street Lights |  | VMX.V4 64 LED Street Lighting Luminaire (1000 mA) (69% Dimmed Circuit Watts - 70% Dimmed Drive Current) | Single Stage Dimming | 4102100001069 | 210
210 | Holophane Europe ltd | LED Street Lights |  | VMX.V4 64 LED Street Lighting Luminaire (1000 mA) | Non Dimmed | 4102100001100 | 210
210 | Philips WRTL | LED Street Lights |  | Luma 3A Cool White 38KLm 200 LED Constant Flux | Non Dimmed | 4102100999100 | 210
211 | Indal WRTL Exterior Lighting Ltd | LED Street Lights | White High Power LED System | Luma 2, 120 LED & 22000 Lumen Package + Luma 3, 200 LED & 26000 Lumen Package (Dimmed 50% full power circuit watts) | Single Stage Dimming | 4102110000050 | 211
211 | Indal WRTL Exterior Lighting Ltd | LED Street Lights | White High Power LED System | Luma 2, 120 LED & 22000 Lumen Package + Luma 3, 200 LED & 26000 Lumen Package (Dimmed 75% full power circuit watts) | Single Stage Dimming | 4102110000075 | 211
211 | Indal WRTL Exterior Lighting Ltd | LED Street Lights | White High Power LED System | Luma 2, 120 LED & 22000 Lumen Package + Luma 3, 200 LED & 26000 Lumen Package | Non Dimmed | 4102110000100 | 211
211 | Philips Lighting | LED Street Lights |  | LEDGine ECO241 Cool White 5700K 657/LEDGine ECO227 Neutral White 4000K 740 | Non Dimmed | 4102110001100 | 211
211 | Philips WRTL | LED Street Lights |  | Luma 3A Neutral White 30KLm 200 LED Constant Flux | Non Dimmed | 4102110999100 | 211
212 | Philips Lighting | LED Street Lights |  | LEDGine 120 LED Economy Line (Cool White 5600k) | Non Dimmed | 4102120000100 | 211
212 | Thorn Lighting | LED Street Lights |  | Thorn LED Module 212W | Non Dimmed | 4102120998100 | 212
213 | Easy Energy Solution Ltd | LED Street Lights |  | Hermin SL210 | Non Dimmed | 4102130000100 | 209
213 | Thorn Lighting | LED Street Lights |  | Thorn LED Module 213W | Non Dimmed | 4102130998100 | 213
214 | Philips WRTL | LED Street Lights |  | Luma 2A Neutral White 27KLm 120 LED Constant Flux | Non Dimmed | 4102140999100 | 214
215 | GE | LED Street Lights |  | GE R250 - Modular Roadway R250 Quadruple/ASY3/215/43 (43% Dimmed Circuit Watts) | Single Stage Dimming | 4102150000043 | 213
215 | GE | LED Street Lights |  | GE R250 - Modular Roadway R250 Quadruple/ASY3/215/43 | Non Dimmed | 4102150000100 | 213
215 | Indal WRTL Exterior Lighting Ltd | LED Street Lights | White High Power LED System | Luma 3, 140 LED & 24000 Lumen Package (Dimmed 50% full power circuit watts) | Single Stage Dimming | 4102150001050 | 215
215 | Indal WRTL Exterior Lighting Ltd | LED Street Lights | White High Power LED System | Luma 3, 140 LED & 24000 Lumen Package (Dimmed 75% full power circuit watts) | Single Stage Dimming | 4102150001075 | 215
215 | Indal WRTL Exterior Lighting Ltd | LED Street Lights | White High Power LED System | Luma 3, 140 LED & 24000 Lumen Package | Non Dimmed | 4102150001100 | 215
215 | Urbis Schréder | LED Street Lights |  | 144 LED 500mA LF Module V4 CLO | Non Dimmed | 4102150002100 | 215
215 | Thorn Lighting | LED Street Lights |  | Thorn LED Module 215W | Non Dimmed | 4102150998100 | 215
215 | Philips WRTL | LED Street Lights |  | Luma 2A Cool White 29KLm Constant Flux | Non Dimmed | 4102150999100 | 215
216 | CU Phosco Lighting | LED Street Lights |  | P850 500mA 216W V1 | Non Dimmed | 4102160000100 | 216
216 | Urbis Schréder | LED Street Lights |  | 136 LED 500mA LF RE Module | Non Dimmed | 4102160001100 | 216
216 | CU Phosco Lighting | LED Street Lights | MLSD-Approved | P850 500mA 216W V1 | Non Dimmed | 4102166000100 | 216
217 | Philips WRTL | LED Street Lights |  | Luma 2A Neutral White 27KLm 120 LED, Luma 3A Cool White 39KLm 200 LED Constant Flux | Non Dimmed | 4102170999100 | 217
218 | Indal WRTL Exterior Lighting Ltd | LED Street Lights | White High Power LED System | Luma 3, 120 LED & 23000 Lumen Package (Dimmed 50% full power circuit watts) | Single Stage Dimming | 4102180000050 | 218
218 | Indal WRTL Exterior Lighting Ltd | LED Street Lights | White High Power LED System | Luma 3, 120 LED & 23000 Lumen Package (Dimmed 75% full power circuit watts) | Single Stage Dimming | 4102180000075 | 218
218 | Indal WRTL Exterior Lighting Ltd | LED Street Lights | White High Power LED System | Luma 3, 120 LED & 23000 Lumen Package | Non Dimmed | 4102180000100 | 218
218 | CU Phosco Lighting | LED Street Lights |  | P855-40-**-NW-*450 | Non Dimmed | 4102180001100 | 218
218 | CU Phosco Lighting | LED Street Lights |  | P855-40-**-NW-*475-CLO | Non Dimmed | 4102180002100 | 218
219 | CU Phosco RUUD Lighting | LED Street Lights | 120 LED Main Road Luminaire | Ledway Road L*D ** * 12C ** Code = Product description (must be LXD or LYD), optic type (any), mounting (any), number of LEDs (must be 12 actually =120 LEDs), Type of LED (must be C), colour (any). | Non Dimmed | 4102190000100 | 216
219 | Philips Lighting | LED Street Lights |  | LEDGine 2.2 Jan 2013 ECO241 740 Neutral White, ECO257 657 Cool White | Non Dimmed | 4102190001100 | 219
219 | Thorn Lighting | LED Street Lights |  | Thorn LED Module 219W | Non Dimmed | 4102190998100 | 219
219 | Philips WRTL | LED Street Lights |  | Luma 3A Neutral White 28KLm 120 LED Constant Flux | Non Dimmed | 4102190999100 | 219
220 | CU Phosco Lighting | LED Street Lights |  | P850 550mA 220W V1 CLO | Non Dimmed | 4102200000100 | 220
220 | Thorn Lighting | LED Street Lights |  | R-PEC LED Module, 96 LED's @700mA R2L2 M 96L70 | Non Dimmed | 4102200001100 | 220
220 | Holophane Europe ltd | LED Street Lights |  | DSX2 100 LED Street Lighting Luminaire (700 mA) CLO (90%) (50% Dimmed Circuit Watts - 50% Dimmed Drive Current) | Single Stage Dimming | 4102200002050 | 220
220 | Holophane Europe ltd | LED Street Lights |  | DSX2 100 LED Street Lighting Luminaire (700 mA) CLO (90%) (60% Dimmed Circuit Watts - 60% Dimmed Drive Current) | Single Stage Dimming | 4102200002060 | 220
220 | Holophane Europe ltd | LED Street Lights |  | DSX2 100 LED Street Lighting Luminaire (700 mA) CLO (90%) (69% Dimmed Circuit Watts - 70% Dimmed Drive Current) | Single Stage Dimming | 4102200002069 | 220
220 | Holophane Europe ltd | LED Street Lights |  | DSX2 100 LED Street Lighting Luminaire (700 mA) CLO (90%) | Non Dimmed | 4102200002100 | 220
220 | Urbis Schréder | LED Street Lights |  | 112 LED 700mA LF Module V5 CLO (50% dimmed circuit watts) | Single Stage Dimming | 4102200003050 | 220
220 | Urbis Schréder | LED Street Lights |  | 112 LED 700mA LF Module V5 CLO (74% dimmed circuit watts) | Single Stage Dimming | 4102200003074 | 220
220 | Urbis Schréder | LED Street Lights |  | 112 LED 700mA LF Module V5 CLO | Non Dimmed | 4102200003100 | 220
220 | Holophane Europe ltd | LED Street Lights |  | VMX.V7 112 LED Street Lighting Luminaire (700 mA) CLO (80%) (50% Dimmed Circuit Watts - 50% Dimmed Drive Current) | Single Stage Dimming | 4102200004050 | 220
220 | Holophane Europe ltd | LED Street Lights |  | VMX.V7 112 LED Street Lighting Luminaire (700 mA) CLO (80%) (60% Dimmed Circuit Watts - 60% Dimmed Drive Current) | Single Stage Dimming | 4102200004060 | 220
220 | Holophane Europe ltd | LED Street Lights |  | VMX.V7 112 LED Street Lighting Luminaire (700 mA) CLO (80%) (70% Dimmed Circuit Watts - 70% Dimmed Drive Current) | Single Stage Dimming | 4102200004070 | 220
220 | Holophane Europe ltd | LED Street Lights |  | VMX.V7 112 LED Street Lighting Luminaire (700 mA) CLO (80%) | Non Dimmed | 4102200004100 | 220
220 | CU Phosco Lighting | LED Street Lights | MLSD-Approved | P850 550mA 220W V1 CLO | Non Dimmed | 4102206000100 | 220
221 | Urbis Schréder | LED Street Lights |  | 112 LED LF 700mA Mod V4 CLO (56% Dimmed Circuit Watts) | Single Stage Dimming | 4102210000056 | 221
221 | Urbis Schréder | LED Street Lights |  | 112 LED LF 700mA Mod V4 CLO (76% Dimmed Circuit Watts) | Single Stage Dimming | 4102210000076 | 221
221 | Urbis Schréder | LED Street Lights |  | 112 LED 700mA LF RE Module CLO | Non Dimmed | 4102210000100 | 221
221 | Philips WRTL | LED Street Lights |  | Luma 3A Neutral White 31KLm 200 LED Constant Flux | Non Dimmed | 4102210999100 | 221
221 | Philips WRTL | LED Street Lights | MLSD-Approved | Luma 3A Neutral White 31KLm 200 LED Constant Flux | Non Dimmed | 4102216999100 | 221
222 | Philips Lighting | LED Street Lights |  | LEDGine ECO257 Cool White 5700K 657/LEDGine ECO241 Neutral White 4000K 740 | Non Dimmed | 4102220000100 | 221
222 | Indal WRTL Exterior Lighting Ltd | LED Street Lights | White High Power LED System | Luma 3, 200 LED & 27000 Lumen Package (Dimmed 50% full power circuit watts) | Single Stage Dimming | 4102220001050 | 222
222 | Indal WRTL Exterior Lighting Ltd | LED Street Lights | White High Power LED System | Luma 3, 200 LED & 27000 Lumen Package (Dimmed 75% full power circuit watts) | Single Stage Dimming | 4102220001075 | 222
222 | Indal WRTL Exterior Lighting Ltd | LED Street Lights | White High Power LED System | Luma 3, 200 LED & 27000 Lumen Package | Non Dimmed | 4102220001100 | 222
222 | OrangeTek | LED Street Lights |  | Arialed 100, 700mA, PA (50% Dimmed Circuit Watts) | Single Stage Dimming | 4102220002050 | 222
222 | OrangeTek | LED Street Lights |  | Arialed 100, 700mA, PA (69% Dimmed Circuit Watts) | Single Stage Dimming | 4102220002069 | 222
222 | OrangeTek | LED Street Lights |  | Arialed 100, 700mA, PA 100% | Non Dimmed | 4102220002100 | 222
222 | Thorn Lighting | LED Street Lights |  | Thorn LED Module 222W | Non Dimmed | 4102220998100 | 222
223 | CREE Lighting | LED Street Lights | CREE LEDway Road 100 LED unit | 100 LED CREE LEDway Road driven at 700mA (51% Dimmed Circuit Watts) | Single Stage Dimming | 4102230000051 | 223
223 | CREE Lighting | LED Street Lights | CREE LEDway Road 100 LED unit | 100 LED CREE LEDway Road driven at 700mA (65% Dimmed Circuit Watts) | Single Stage Dimming | 4102230000065 | 223
223 | CREE Lighting | LED Street Lights | CREE LEDway Road 100 LED unit | 100 LED CREE LEDway Road driven at 700mA (75% Dimmed Circuit Watts) | Single Stage Dimming | 4102230000075 | 223
223 | CREE Lighting | LED Street Lights | CREE LEDway Road 100 LED unit | 100 LED CREE LEDway Road driven at 700mA (83% Dimmed Circuit Watts) | Single Stage Dimming | 4102230000083 | 223
223 | CREE Lighting | LED Street Lights | CREE LEDway Road 100 LED unit | 100 LED CREE LEDway Road driven at 700mA | Non Dimmed | 4102230000100 | 223
223 | Urbis Schréder | LED Street Lights |  | 104 LED 700mA LF RE Module | Non Dimmed | 4102230001100 | 223
224 | CU Phosco RUUD Lighting | LED Street Lights | 100 LED Main Road Luminaire | Ledway Road L*D ** * 10D ** Code = Product description (must be LXD or LYD), optic type (any), mounting (any), number of LEDs (must be 10 actually = 100 LEDs), Type of LED (must be D), colour (any). | Non Dimmed | 4102240000100 | 224
224 | CU Phosco RUUD Lighting | LED Street Lights |  | Ledway Road L*D***10D**I5 (Reduced Operation 75% Circuit Watts) Code = Product description (must be LXD or LYD), optic type (any), mounting (any), number of LEDs (must be 10 actually = 100 LEDs), Type of LED (must be D), colour (any). Running current (must be I5 - actually 525mA) | Non Dimmed | 4102240002100 | 168
224 | CU Phosco RUUD Lighting | LED Street Lights |  | Ledway Road L*D***10D**I3 (Reduced Operation 52% Circuit Watts) Code = Product description (must be LXD or LYD), optic type (any), mounting (any), number of LEDs (must be 10 actually = 100 LEDs), Type of LED (must be D), colour (any), running current (must be I3 - actually 350mA) | Non Dimmed | 4102240003100 | 117
224 | Philips WRTL | LED Street Lights |  | Luma 2A Cool White 30KLm Constant Flux | Non Dimmed | 4102240999100 | 224
224 | Philips WRTL | LED Street Lights | MLSD-Approved | Luma 2A Cool White 30KLm Constant Flux | Non Dimmed | 4102246999100 | 224
225 | Philips Lighting | LED Street Lights |  | LEDGine 128 LED Economy Line (Cool White 5600k) | Non Dimmed | 4102250000100 | 224
225 | Advanced LEDs Ltd | LED Street Lights |  | 225-8-9-CXL2-K2W-100-2R12 (51% Dimmed Circuit Watts) | Single Stage Dimming | 4102250001051 | 226
225 | Advanced LEDs Ltd | LED Street Lights |  | 225-8-9-CXL2-K2W-100-2R12 | Non Dimmed | 4102250001100 | 226
226 | Indal WRTL Exterior Lighting Ltd | LED Street Lights | White High Power LED System | Luma 3, 140 LED & 25000 Lumen Package (Dimmed 50% full power circuit watts) | Single Stage Dimming | 4102260000050 | 226
226 | Indal WRTL Exterior Lighting Ltd | LED Street Lights | White High Power LED System | Luma 3, 140 LED & 25000 Lumen Package (Dimmed 75% full power circuit watts) | Single Stage Dimming | 4102260000075 | 226
226 | Indal WRTL Exterior Lighting Ltd | LED Street Lights | White High Power LED System | Luma 3, 140 LED & 25000 Lumen Package | Non Dimmed | 4102260000100 | 226
226 | Holophane Europe ltd | LED Street Lights |  | VMX.V7 112 LED Street Lighting Luminaire (700 mA) CLO (85%) | Non Dimmed | 4102260001100 | 226
226 | Thorn Lighting | LED Street Lights |  | Thorn LED Module 226W | Non Dimmed | 4102260998100 | 226
226 | Philips WRTL | LED Street Lights |  | Luma 3A Cool White 40KLm 200 LED Constant Flux | Non Dimmed | 4102260999100 | 226
228 | Urbis Schréder | LED Street Lights |  | 144 LED 500mA LF RE Module (68% dimmed circuit watts) | Single Stage Dimming | 4102280004068 | 228
228 | Urbis Schréder | LED Street Lights |  | 144 LED 500mA LF RE Module | Non Dimmed | 4102280004100 | 228
229 | GE | LED Street Lights |  | GE R250 - Modular Roadway R250 Quadruple/ASY3/229/43 (43% Dimmed Circuit Watts) | Single Stage Dimming | 4102290000043 | 231
229 | GE | LED Street Lights |  | GE R250 - Modular Roadway R250 Quadruple/ASY3/229/43 | Non Dimmed | 4102290000100 | 231
229 | CU Phosco Lighting | LED Street Lights |  | P855-40-**-NW-*500-CLO | Non Dimmed | 4102290001100 | 229
229 | Thorn Lighting | LED Street Lights |  | Thorn LED Module 229W | Non Dimmed | 4102290998100 | 229
229 | Philips WRTL | LED Street Lights |  | Luma 2A Neutral White 28KLm 120 LED Constant Flux | Non Dimmed | 4102290999100 | 229
230 | GE Hungary Kft | LED Street Lights |  | SP H/1/F/B/23040/A/ST/C1/N/P76/R7035 (62% Dimmed Circuit Watts) | Single Stage Dimming | 4102300000062 | 227
230 | GE Hungary Kft | LED Street Lights |  | SP H/1/F/B/230/40/A/ST/C1/N/P76/R7035 (67% Dimmed Circuit Watts) | Single Stage Dimming | 4102300000067 | 227
230 | GE Hungary Kft | LED Street Lights |  | SP H/1/F/B/230/40/A/ST/C1/N/P76/R7035 (74% Dimmed Circuit Watts) | Single Stage Dimming | 4102300000074 | 227
230 | GE Hungary Kft | LED Street Lights |  | SP H/1/F/B/23040/A/ST/C1/N/P76/R7035 | Non Dimmed | 4102300000100 | 227
230 | CU Phosco Lighting | LED Street Lights |  | P855-40-**-NW-*475 | Non Dimmed | 4102300001100 | 230
231 | Philips WRTL | LED Street Lights |  | Luma 3A Neutral White 29KLm 120 LED, Neutral White 32KLm 200 LED Constant Flux | Non Dimmed | 4102310999100 | 231
232 | Holophane Europe ltd | LED Street Lights |  | DSX2 100 LED Street Lighting Luminaire (700 mA) (50% Dimmed Circuit Watts - 50% Dimmed Drive Current) | Single Stage Dimming | 4102320000050 | 232
232 | Holophane Europe ltd | LED Street Lights |  | DSX2 100 LED Street Lighting Luminaire (700 mA) (59% Dimmed Circuit Watts - 60% Dimmed Drive Current) | Single Stage Dimming | 4102320000059 | 232
232 | Holophane Europe ltd | LED Street Lights |  | DSX2 100 LED Street Lighting Luminaire (700 mA) (69% Dimmed Circuit Watts - 70% Dimmed Drive Current) | Single Stage Dimming | 4102320000069 | 232
232 | Holophane Europe ltd | LED Street Lights |  | DSX2 100 LED Street Lighting Luminaire (700 mA) | Non Dimmed | 4102320000100 | 232
232 | Holophane Europe ltd | LED Street Lights |  | VMX.V7 112 LED Street Lighting Luminaire (700 mA) CLO (90%) (50% Dimmed Circuit Watts - 50% Dimmed Drive Current) | Single Stage Dimming | 4102320001050 | 232
232 | Holophane Europe ltd | LED Street Lights |  | VMX.V7 112 LED Street Lighting Luminaire (700 mA) CLO (90%) (60% Dimmed Circuit Watts - 60% Dimmed Drive Current) | Single Stage Dimming | 4102320001060 | 232
232 | Holophane Europe ltd | LED Street Lights |  | VMX.V7 112 LED Street Lighting Luminaire (700 mA) CLO (90%) (70% Dimmed Circuit Watts - 70% Dimmed Drive Current) | Single Stage Dimming | 4102320001070 | 232
232 | Holophane Europe ltd | LED Street Lights |  | VMX.V7 112 LED Street Lighting Luminaire (700 mA) CLO (90%) | Non Dimmed | 4102320001100 | 232
232 | Philips WRTL | LED Street Lights |  | Luma 3A Cool White 41KLm 200 LED Constant Flux | Non Dimmed | 4102320999100 | 232
233 | Philips Lighting | LED Street Lights |  | LEDGine ECO272 Cool White 5700K 657/LEDGine ECO255 Neutral White 4000K 740 | Non Dimmed | 4102330000100 | 233
233 | Philips Lighting | LED Street Lights |  | LEDGine 2.2 Jan 2013 ECO255 740 Neutral White, ECO272 657 Cool White | Non Dimmed | 4102330001100 | 233
233 | Thorn Lighting | LED Street Lights |  | Thorn LED Module 233W | Non Dimmed | 4102330998100 | 233
234 | Indal WRTL Exterior Lighting Ltd | LED Street Lights | White High Power LED System | Luma 3, 200 LED & 28000 Lumen Package (Dimmed 50% full power circuit watts) | Single Stage Dimming | 4102340000050 | 234
234 | Indal WRTL Exterior Lighting Ltd | LED Street Lights | White High Power LED System | Luma 3, 200 LED & 28000 Lumen Package (Dimmed 75% full power circuit watts) | Single Stage Dimming | 4102340000075 | 234
234 | Indal WRTL Exterior Lighting Ltd | LED Street Lights | White High Power LED System | Luma 3, 200 LED & 28000 Lumen Package | Non Dimmed | 4102340000100 | 234
235 | Holophane Europe ltd | LED Street Lights |  | VMX.V8 128 LED Street Lighting Luminaire (700 mA) CLO (70%) (51% Dimmed Circuit Watts - 50% Dimmed Drive Current) | Single Stage Dimming | 4102350000051 | 235
235 | Holophane Europe ltd | LED Street Lights |  | VMX.V8 128 LED Street Lighting Luminaire (700 mA) CLO (70%) (60% Dimmed Circuit Watts - 60% Dimmed Drive Current) | Single Stage Dimming | 4102350000060 | 235
235 | Holophane Europe ltd | LED Street Lights |  | VMX.V8 128 LED Street Lighting Luminaire (700 mA) CLO (70%) (70% Dimmed Circuit Watts - 70% Dimmed Drive Current) | Single Stage Dimming | 4102350000070 | 235
235 | Holophane Europe ltd | LED Street Lights |  | VMX.V8 128 LED Street Lighting Luminaire (700 mA) CLO (70%) | Non Dimmed | 4102350000100 | 235
236 | Philips WRTL | LED Street Lights |  | Luma 3A Neutral White 31KLm 140 LED Constant Flux | Non Dimmed | 4102360999100 | 236
237 | CU Phosco Lighting | LED Street Lights |  | P850 550mA 237W V1 | Non Dimmed | 4102370000100 | 237
237 | Philips WRTL | LED Street Lights |  | Luma 2A Cool White 31KLm Constant Flux | Non Dimmed | 4102370999100 | 237
237 | CU Phosco Lighting | LED Street Lights | MLSD-Approved | P850 550mA 237W V1 | Non Dimmed | 4102376000100 | 237
239 | Urbis Schréder | LED Street Lights |  | 112 LED 700mA LF RE Module | Non Dimmed | 4102390000100 | 239
239 | Thorn Lighting | LED Street Lights |  | Thorn LED Module 239W | Non Dimmed | 4102390998100 | 239
239 | Philips WRTL | LED Street Lights |  | Luma 3A Neutral White 33KLm 200 LED Constant Flux | Non Dimmed | 4102390999100 | 239
240 | CU Phosco Lighting | LED Street Lights |  | P850 600mA 240W V1 CLO | Non Dimmed | 4102400000100 | 240
240 | Easy Energy Solution Ltd | LED Street Lights |  | Hermin SL240 | Non Dimmed | 4102400001100 | 235
240 | CU Phosco Lighting | LED Street Lights |  | P855-40-**-NW-*525-CLO | Non Dimmed | 4102400002100 | 240
240 | Graphene Lighting | LED Street Lights |  | STQA3-240 (49% Dimmed Circuit Watts) | Single Stage Dimming | 4102400003049 | 233
240 | Graphene Lighting | LED Street Lights |  | STQA3-240 (74% Dimmed Circuit Watts) | Single Stage Dimming | 4102400003074 | 233
240 | Graphene Lighting | LED Street Lights |  | STQA3-240 | Non Dimmed | 4102400003100 | 233
240 | Philips WRTL | LED Street Lights |  | Luma 2A Neutral White 29KLm 120 LED, Luma 3A Neutral White 32KLm 160 LED Constant Flux | Non Dimmed | 4102400999100 | 240
240 | CU Phosco Lighting | LED Street Lights | MLSD-Approved | P850 600mA 240W V1 CLO | Non Dimmed | 4102406000100 | 240
241 | CU Phosco Lighting | LED Street Lights |  | P855-40-**-NW-*500 | Non Dimmed | 4102410000100 | 241
242 | Philips Lighting | LED Street Lights |  | LEDGine 136 LED Economy Line (Cool White 5600k) | Non Dimmed | 4102420000100 | 241
242 | Thorn Lighting | LED Street Lights |  | Thorn LED Module 242W | Non Dimmed | 4102420998100 | 242
243 | Indal WRTL Exterior Lighting Ltd | LED Street Lights | White High Power LED System | Luma 3, 140 LED & 26000 Lumen Package + Luma 3, 160 LED & 27000 Lumen Package (Dimmed 50% full power circuit watts) | Single Stage Dimming | 4102430000050 | 243
243 | Indal WRTL Exterior Lighting Ltd | LED Street Lights | White High Power LED System | Luma 3, 140 LED & 26000 Lumen Package + Luma 3, 160 LED & 27000 Lumen Package (Dimmed 75% full power circuit watts) | Single Stage Dimming | 4102430000075 | 243
243 | Indal WRTL Exterior Lighting Ltd | LED Street Lights | White High Power LED System | Luma 3, 140 LED & 26000 Lumen Package + Luma 3, 160 LED & 27000 Lumen Package | Non Dimmed | 4102430000100 | 243
243 | Philips WRTL | LED Street Lights |  | Luma 3A Cool White 42KLm 200 LED Constant Flux | Non Dimmed | 4102430999100 | 243
243 | Philips WRTL | LED Street Lights | MLSD-Approved | Luma 3A Cool White 42KLm 200 LED Constant Flux | Non Dimmed | 4102436999100 | 243
244 | Philips Lighting | LED Street Lights |  | LEDGine 2.2 Jan 2013 ECO269 740 Neutral White, ECO287 657 Cool White | Non Dimmed | 4102440001100 | 244
244 | OrangeTek | LED Street Lights |  | Arialed 110, 700mA, PA (49% Dimmed Circuit Watts) | Single Stage Dimming | 4102440002049 | 244
244 | OrangeTek | LED Street Lights |  | Arialed 110, 700mA, PA (69% Dimmed Circuit Watts) | Single Stage Dimming | 4102440002069 | 244
244 | OrangeTek | LED Street Lights |  | Arialed 110, 700mA, PA 100% | Non Dimmed | 4102440002100 | 244
245 | Indal WRTL Exterior Lighting Ltd | LED Street Lights | White High Power LED System | Luma 3, 200 LED & 29000 Lumen Package (Dimmed 50% full power circuit watts) | Single Stage Dimming | 4102450000050 | 245
245 | Indal WRTL Exterior Lighting Ltd | LED Street Lights | White High Power LED System | Luma 3, 200 LED & 29000 Lumen Package (Dimmed 75% full power circuit watts) | Single Stage Dimming | 4102450000075 | 245
245 | Indal WRTL Exterior Lighting Ltd | LED Street Lights | White High Power LED System | Luma 3, 200 LED & 29000 Lumen Package | Non Dimmed | 4102450000100 | 245
245 | Advanced LEDs Ltd | LED Street Lights |  | 245-8-9-CXL2-K3C-100-2R12 (50% Dimmed Circuit Watts) | Single Stage Dimming | 4102450001050 | 246
245 | Advanced LEDs Ltd | LED Street Lights |  | 245-8-9-CXL2-K3C-100-2R12 | Non Dimmed | 4102450001100 | 246
244 | Holophane Europe ltd | LED Street Lights |  | VMX.V7 112 LED Street Lighting Luminaire (700 mA) (50% Dimmed Circuit Watts - 50% Dimmed Drive Current) | Single Stage Dimming | 4102450003050 | 245
244 | Holophane Europe ltd | LED Street Lights |  | VMX.V7 112 LED Street Lighting Luminaire (700 mA) (60% Dimmed Circuit Watts - 60% Dimmed Drive Current) | Single Stage Dimming | 4102450003060 | 245
244 | Holophane Europe ltd | LED Street Lights |  | VMX.V7 112 LED Street Lighting Luminaire (700 mA) (69% Dimmed Circuit Watts - 70% Dimmed Drive Current) | Single Stage Dimming | 4102450003069 | 245
244 | Holophane Europe ltd | LED Street Lights |  | VMX.V7 112 LED Street Lighting Luminaire (700 mA) (75% Dimmed Circuit Watts - 75% Dimmed Drive Current) | Single Stage Dimming | 4102450003075 | 245
244 | Holophane Europe ltd | LED Street Lights |  | VMX.V7 112 LED Street Lighting Luminaire (700 mA) | Non Dimmed | 4102450003100 | 245
246 | OrangeTek | LED Street Lights |  | TERRALED 180 400mA (49% dimmed circuit watts) | Single Stage Dimming | 4102460000049 | 246
246 | OrangeTek | LED Street Lights |  | TERRALED 180 400mA (67% dimmed circuit watts) | Single Stage Dimming | 4102460000067 | 246
246 | OrangeTek | LED Street Lights |  | TERRALED 180 400mA | Non Dimmed | 4102460000100 | 246
246 | Thorn Lighting | LED Street Lights |  | Thorn LED Module 246W | Non Dimmed | 4102460998100 | 246
247 | Philips WRTL | LED Street Lights |  | Luma 3A Neutral White 34KLm 200 LED Constant Flux | Non Dimmed | 4102470999100 | 247
248 | Philips Lighting | LED Street Lights |  | LEDGine ECO287 Cool White 5700K 657/LEDGine ECO269 Neutral White 4000K 740 | Non Dimmed | 4102480000100 | 248
248 | Philips WRTL | LED Street Lights |  | Luma 3A Neutral White 33KLm 160 LED Constant Flux | Non Dimmed | 4102480999100 | 248
249 | Holophane Europe ltd | LED Street Lights |  | VMX.V8 128 LED Street Lighting Luminaire (700 mA) CLO (80%) (50% Dimmed Circuit Watts - 50% Dimmed Drive Current) | Single Stage Dimming | 4102490000050 | 249
249 | Holophane Europe ltd | LED Street Lights |  | VMX.V8 128 LED Street Lighting Luminaire (700 mA) CLO (80%) (60% Dimmed Circuit Watts - 60% Dimmed Drive Current) | Single Stage Dimming | 4102490000060 | 249
249 | Holophane Europe ltd | LED Street Lights |  | VMX.V8 128 LED Street Lighting Luminaire (700 mA) CLO (80%) (70% Dimmed Circuit Watts - 70% Dimmed Drive Current) | Single Stage Dimming | 4102490000070 | 249
249 | Holophane Europe ltd | LED Street Lights |  | VMX.V8 128 LED Street Lighting Luminaire (700 mA) CLO (80%) | Non Dimmed | 4102490000100 | 249
250 | Thorn Lighting | LED Street Lights |  | Thorn LED Module 250W | Non Dimmed | 4102500998100 | 250
250 | Philips WRTL | LED Street Lights |  | Luma 2A Cool White 32KLm, Luma 3A Cool White KLm 120 LED Consant Flux | Non Dimmed | 4102500999100 | 250
251 | CU Phosco RUUD Lighting | LED Street Lights | 110 LED Main Road Luminaire | Ledway Road L*D ** * 11D ** Code = Product description (must be LXD or LYD), optic type (any), mounting (any), number of LEDs (must be 11 actually = 110 LEDs), Type of LED (must be D), colour (any). | Non Dimmed | 4102510000100 | 246
251 | CU Phosco Lighting | LED Street Lights |  | P855-40-**-NW-*550-CLO | Non Dimmed | 4102510001100 | 251
251 | Philips WRTL | LED Street Lights |  | Luma 3A Cool White 43KLm 200 LED Constant Flux | Non Dimmed | 4102510999100 | 251
253 | Urbis Schréder | LED Street Lights |  | 128 LED LF 700mA Module V4 CLO (50% dimmed circuit Watts) | Single Stage Dimming | 4102530000050 | 253
253 | Urbis Schréder | LED Street Lights |  | 128 LED LF 700mA Module V4 CLO (75% dimmed circuit Watts) | Single Stage Dimming | 4102530000075 | 253
253 | Urbis Schréder | LED Street Lights |  | 128 LED LF 700mA Module V4 CLO | Non Dimmed | 4102530000100 | 253
253 | CU Phosco Lighting | LED Street Lights |  | P855-40-**-NW-*525 | Non Dimmed | 4102530001100 | 253
254 | Urbis Schréder | LED Street Lights |  | 120 LED 700mA LF RE Module | Non Dimmed | 4102540000100 | 254
254 | Urbis Schréder | LED Street Lights |  | 128 LED 700mA Module V5 CLO (49% dimmed circuit watts) | Single Stage Dimming | 4102540001049 | 254
254 | Urbis Schréder | LED Street Lights |  | 128 LED 700mA Module V5 CLO (73% dimmed circuit watts) | Single Stage Dimming | 4102540001073 | 254
254 | Urbis Schréder | LED Street Lights |  | 128 LED 700mA Module V5 CLO | Non Dimmed | 4102540001100 | 254
254 | Thorn Lighting | LED Street Lights |  | Thorn LED Module 254W | Non Dimmed | 4102540998100 | 254
256 | Holophane Europe ltd | LED Street Lights |  | VMX.V8 128 LED Street Lighting Luminaire (700 mA) CLO (85%) | Non Dimmed | 4102560000100 | 256
257 | Philips WRTL | LED Street Lights |  | Luma 3A Neutral White 34KLm 160 LED, Neutral White 35KLm 200 LED Constant Flux | Non Dimmed | 4102570999100 | 257
258 | Philips Lighting | LED Street Lights |  | LEDGine 144 LED Economy Line (Cool White 5600k) | Non Dimmed | 4102580000100 | 258
258 | Philips Lighting | LED Street Lights |  | LEDGine ECO302 Cool White 5700K 657/LEDGine ECO283 Neutral White 4000K 740 | Non Dimmed | 4102580001100 | 257
258 | Philips Lighting | LED Street Lights |  | LEDGine 2.2 Jan 2013 ECO283 740 Neutral White, ECO302 657 Cool White | Non Dimmed | 4102580002100 | 258
258 | Thorn Lighting | LED Street Lights |  | Thorn LED Module 258W | Non Dimmed | 4102580998100 | 258
258 | Philips WRTL | LED Street Lights |  | Luma 3A Cool White 44KLm 200 LED Constant Flux | Non Dimmed | 4102580999100 | 258
259 | Indal WRTL Exterior Lighting Ltd | LED Street Lights | White High Power LED System | Luma 3, 200 LED & 30000 Lumen Package (Dimmed 50% full power circuit watts) | Single Stage Dimming | 4102590000050 | 259
259 | Indal WRTL Exterior Lighting Ltd | LED Street Lights | White High Power LED System | Luma 3, 200 LED & 30000 Lumen Package (Dimmed 75% full power circuit watts) | Single Stage Dimming | 4102590000075 | 259
259 | Indal WRTL Exterior Lighting Ltd | LED Street Lights | White High Power LED System | Luma 3, 200 LED & 30000 Lumen Package | Non Dimmed | 4102590000100 | 259
259 | CU Phosco Lighting | LED Street Lights |  | P850 600mA 259W V1 | Non Dimmed | 4102590001100 | 260
259 | CU Phosco Lighting | LED Street Lights | MLSD-Approved | P850 600mA 259W V1 | Non Dimmed | 4102596001100 | 260
260 | CU Phosco Lighting | LED Street Lights |  | P850 650mA 260W V1 CLO | Non Dimmed | 4102600000100 | 260
260 | CU Phosco Lighting | LED Street Lights | MLSD-Approved | P850 650mA 260W V1 CLO | Non Dimmed | 4102606000100 | 260
261 | Indal WRTL Exterior Lighting Ltd | LED Street Lights | White High Power LED System | Luma 3, 160 LED & 28000 Lumen Package (Dimmed 50% full power circuit watts) | Single Stage Dimming | 4102610000050 | 261
261 | Indal WRTL Exterior Lighting Ltd | LED Street Lights | White High Power LED System | Luma 3, 160 LED & 28000 Lumen Package (Dimmed 75% full power circuit watts) | Single Stage Dimming | 4102610000075 | 261
261 | Indal WRTL Exterior Lighting Ltd | LED Street Lights | White High Power LED System | Luma 3, 160 LED & 28000 Lumen Package | Non Dimmed | 4102610000100 | 261
263 | OrangeTek | LED Street Lights |  | Arialed 120, 700mA, PA (49% Dimmed Circuit Watts) | Single Stage Dimming | 4102630000049 | 263
263 | OrangeTek | LED Street Lights |  | Arialed 120, 700mA, PA (69% Dimmed Circuit Watts) | Single Stage Dimming | 4102630000069 | 263
263 | OrangeTek | LED Street Lights |  | Arialed 120, 700mA, PA 100% | Non Dimmed | 4102630000100 | 263
263 | Holophane Europe ltd | LED Street Lights |  | VMX.V8 128 LED Street Lighting Luminaire (700 mA) CLO (90%) (50% Dimmed Circuit Watts - 50% Dimmed Drive Current) | Single Stage Dimming | 4102630001050 | 263
263 | Holophane Europe ltd | LED Street Lights |  | VMX.V8 128 LED Street Lighting Luminaire (700 mA) CLO (90%) (60% Dimmed Circuit Watts - 60% Dimmed Drive Current) | Single Stage Dimming | 4102630001060 | 263
263 | Holophane Europe ltd | LED Street Lights |  | VMX.V8 128 LED Street Lighting Luminaire (700 mA) CLO (90%) (70% Dimmed Circuit Watts - 70% Dimmed Drive Current) | Single Stage Dimming | 4102630001070 | 263
263 | Holophane Europe ltd | LED Street Lights |  | VMX.V8 128 LED Street Lighting Luminaire (700 mA) CLO (90%) | Non Dimmed | 4102630001100 | 263
263 | CU Phosco Lighting | LED Street Lights |  | P855-40-**-NW-*575-CLO | Non Dimmed | 4102630002100 | 263
263 | Philips WRTL | LED Street Lights |  | Luma 3A Neutral White 35KLm 180 LED Constant Flux | Non Dimmed | 4102630999100 | 263
264 | CREE Lighting | LED Street Lights | CREE LEDway Road 120 LED unit | 120 LED CREE LEDway Road driven at 700mA (51% Dimmed Circuit Watts) | Single Stage Dimming | 4102640000051 | 264
264 | CREE Lighting | LED Street Lights | CREE LEDway Road 120 LED unit | 120 LED CREE LEDway Road driven at 700mA (65% Dimmed Circuit Watts) | Single Stage Dimming | 4102640000065 | 264
264 | CREE Lighting | LED Street Lights | CREE LEDway Road 120 LED unit | 120 LED CREE LEDway Road driven at 700mA (75% Dimmed Circuit Watts) | Single Stage Dimming | 4102640000075 | 264
264 | CREE Lighting | LED Street Lights | CREE LEDway Road 120 LED unit | 120 LED CREE LEDway Road driven at 700mA (83% Dimmed Circuit Watts) | Single Stage Dimming | 4102640000083 | 264
264 | CREE Lighting | LED Street Lights | CREE LEDway Road 120 LED unit | 120 LED CREE LEDway Road driven at 700mA | Non Dimmed | 4102640000100 | 264
265 | CU Phosco Lighting | LED Street Lights |  | P855-40-**-NW-*550 | Non Dimmed | 4102650001100 | 265
265 | Thorn Lighting | LED Street Lights |  | Thorn LED Module 265W | Non Dimmed | 4102650998100 | 265
266 | Philips WRTL | LED Street Lights |  | Luma 3A Neutral White 36KLm 200 LED Constant Flux | Non Dimmed | 4102660999100 | 266
267 | Philips WRTL | LED Street Lights |  | Luma 3A Cool White 45KLm 200 LED Constant Flux | Non Dimmed | 4102670999100 | 267
268 | Thorn Lighting | LED Street Lights |  | Thorn LED Module 268W | Non Dimmed | 4102680998100 | 268
270 | Easy Energy Solution Ltd | LED Street Lights |  | Hermin SL270 | Non Dimmed | 4102700000100 | 265
270 | Urbis Schréder | LED Street Lights |  | 128 LED LF 700mA Mod V4 (50% Dimmed Circuit Watts) | Single Stage Dimming | 4102700001050 | 270
270 | Urbis Schréder | LED Street Lights |  | 128 LED LF 700mA Mod V4 (77% Dimmed Circuit Watts) | Single Stage Dimming | 4102700001077 | 270
270 | Urbis Schréder | LED Street Lights |  | 128 LED 700mA LF RE Module | Non Dimmed | 4102700001100 | 270
271 | CU Phosco RUUD Lighting | LED Street Lights | 120 LED Main Road Luminaire | Ledway Road L*D** *12D** Code = Product description (must be LXD or LYD), optic type (any), mounting (any), number of LEDs (must be 12 actually = 120 LEDs), Type of LED (must be D), colour (any). | Non Dimmed | 4102710000100 | 264
271 | Indal WRTL Exterior Lighting Ltd | LED Street Lights | White High Power LED System | Luma 3, 200 LED & 31000 Lumen Package (Dimmed 50% full power circuit watts) | Single Stage Dimming | 4102710001050 | 271
271 | Indal WRTL Exterior Lighting Ltd | LED Street Lights | White High Power LED System | Luma 3, 200 LED & 31000 Lumen Package (Dimmed 75% full power circuit watts) | Single Stage Dimming | 4102710001075 | 271
271 | Indal WRTL Exterior Lighting Ltd | LED Street Lights | White High Power LED System | Luma 3, 200 LED & 31000 Lumen Package | Non Dimmed | 4102710001100 | 271
272 | Thorn Lighting | LED Street Lights |  | Thorn LED Module 272W | Non Dimmed | 4102720998100 | 272
273 | Philips WRTL | LED Street Lights |  | Luma 3A Neutral White 36KLm 180 LED Constant Flux | Non Dimmed | 4102730999100 | 273
274 | Philips Lighting | LED Street Lights |  | LEDGine 152 LED Economy Line (Cool White 5600k) | Non Dimmed | 4102740000100 | 274
274 | Indal WRTL Exterior Lighting Ltd | LED Street Lights | White High Power LED System | Luma 3, 160 LED & 29000 Lumen Package (Dimmed 50% full power circuit watts) | Single Stage Dimming | 4102740001050 | 274
274 | Indal WRTL Exterior Lighting Ltd | LED Street Lights | White High Power LED System | Luma 3, 160 LED & 29000 Lumen Package (Dimmed 75% full power circuit watts) | Single Stage Dimming | 4102740001075 | 274
274 | Indal WRTL Exterior Lighting Ltd | LED Street Lights | White High Power LED System | Luma 3, 160 LED & 29000 Lumen Package | Non Dimmed | 4102740001100 | 274
274 | CU Phosco Lighting | LED Street Lights |  | P855-40-**-NW-*600-CLO | Non Dimmed | 4102740002100 | 274
276 | Philips WRTL | LED Street Lights |  | Luma 3A Neutral White 37KLm 200 LED Constant Flux | Non Dimmed | 4102760999100 | 276
277 | Urbis Schréder | LED Street Lights |  | 128 LED 700mA Module V5 | Non Dimmed | 4102770000100 | 277
277 | CU Phosco Lighting | LED Street Lights |  | P855-40-**-NW-*575 | Non Dimmed | 4102770001100 | 277
277 | Thorn Lighting | LED Street Lights |  | Thorn LED Module 277W | Non Dimmed | 4102770998100 | 277
277 | Philips WRTL | LED Street Lights |  | Luma 3A Cool White 46KLm 200 LED Constant Flux | Non Dimmed | 4102770999100 | 277
278 | Holophane Europe ltd | LED Street Lights |  | VMX.V8 128 LED Street Lighting Luminaire (700 mA) (50% Dimmed Circuit Watts - 50% Dimmed Drive Current) | Single Stage Dimming | 4102780000050 | 278
278 | Holophane Europe ltd | LED Street Lights |  | VMX.V8 128 LED Street Lighting Luminaire (700 mA) (59% Dimmed Circuit Watts - 60% Dimmed Drive Current) | Single Stage Dimming | 4102780000059 | 278
278 | Holophane Europe ltd | LED Street Lights |  | VMX.V8 128 LED Street Lighting Luminaire (700 mA) (69% Dimmed Circuit Watts - 70% Dimmed Drive Current) | Single Stage Dimming | 4102780000069 | 278
278 | Holophane Europe ltd | LED Street Lights |  | VMX.V8 128 LED Street Lighting Luminaire (700 mA) (74x% Dimmed Circuit Watts - 75% Dimmed Drive Current) | Single Stage Dimming | 4102780000074 | 278
278 | Holophane Europe ltd | LED Street Lights |  | VMX.V8 128 LED Street Lighting Luminaire (700 mA) | Non Dimmed | 4102780000100 | 278
280 | CU Phosco Lighting | LED Street Lights |  | P850 700mA 280W V1 CLO | Non Dimmed | 4102800000100 | 280
280 | CU Phosco Lighting | LED Street Lights | MLSD-Approved | P850 700mA 280W V1 CLO | Non Dimmed | 4102806000100 | 280
281 | Indal WRTL Exterior Lighting Ltd | LED Street Lights | White High Power LED System | Luma 3, 200 LED & 32000 Lumen Package (Dimmed 50% full power circuit watts) | Single Stage Dimming | 4102810000050 | 281
281 | Indal WRTL Exterior Lighting Ltd | LED Street Lights | White High Power LED System | Luma 3, 200 LED & 32000 Lumen Package (Dimmed 75% full power circuit watts) | Single Stage Dimming | 4102810000075 | 281
281 | Indal WRTL Exterior Lighting Ltd | LED Street Lights | White High Power LED System | Luma 3, 200 LED & 32000 Lumen Package | Non Dimmed | 4102810000100 | 281
281 | CU Phosco Lighting | LED Street Lights |  | P850 650mA 281W V1 | Non Dimmed | 4102810001100 | 281
281 | Thorn Lighting | LED Street Lights |  | Thorn LED Module 281W | Non Dimmed | 4102810998100 | 281
281 | Philips WRTL | LED Street Lights |  | Luma 3A Neutral White 37KLm 180 LED Constant Flux | Non Dimmed | 4102810999100 | 281
281 | CU Phosco Lighting | LED Street Lights | MLSD-Approved | P850 650mA 281W V1 | Non Dimmed | 4102816001100 | 281
283 | Indal WRTL Exterior Lighting Ltd | LED Street Lights | White High Power LED System | Luma 3, 180 LED & 31000 Lumen Package (Dimmed 50% full power circuit watts) | Single Stage Dimming | 4102830000050 | 283
283 | Indal WRTL Exterior Lighting Ltd | LED Street Lights | White High Power LED System | Luma 3, 180 LED & 31000 Lumen Package (Dimmed 75% full power circuit watts) | Single Stage Dimming | 4102830000075 | 283
283 | Indal WRTL Exterior Lighting Ltd | LED Street Lights | White High Power LED System | Luma 3, 180 LED & 31000 Lumen Package | Non Dimmed | 4102830000100 | 283
284 | OrangeTek | LED Street Lights |  | Arialed 130, 700mA, PA (49% Dimmed Circuit Watts) | Single Stage Dimming | 4102840000049 | 284
284 | OrangeTek | LED Street Lights |  | Arialed 130, 700mA, PA (69% Dimmed Circuit Watts) | Single Stage Dimming | 4102840000069 | 284
284 | OrangeTek | LED Street Lights |  | Arialed 130, 700mA, PA 100% | Non Dimmed | 4102840000100 | 284
284 | Thorn Lighting | LED Street Lights |  | Thorn LED Module 284W | Non Dimmed | 4102840998100 | 284
285 | Urbis Schréder | LED Street Lights |  | 136 LED 700mA LF RE Module | Non Dimmed | 4102850000100 | 285
285 | CU Phosco Lighting | LED Street Lights |  | P855-40-**-NW-*625-CLO | Non Dimmed | 4102850001100 | 285
286 | Thorn Lighting | LED Street Lights |  | Thorn LED Module 286W | Non Dimmed | 4102860998100 | 286
286 | Philips WRTL | LED Street Lights |  | Luma 3A Cool White 47KLm 200 LED Constant Flux | Non Dimmed | 4102860999100 | 286
289 | Indal WRTL Exterior Lighting Ltd | LED Street Lights | White High Power LED System | Luma 3, 160 LED & 30000 Lumen Package (Dimmed 50% full power circuit watts) | Single Stage Dimming | 4102890000050 | 289
289 | Indal WRTL Exterior Lighting Ltd | LED Street Lights | White High Power LED System | Luma 3, 160 LED & 30000 Lumen Package (Dimmed 75% full power circuit watts) | Single Stage Dimming | 4102890000075 | 289
289 | Indal WRTL Exterior Lighting Ltd | LED Street Lights | White High Power LED System | Luma 3, 160 LED & 30000 Lumen Package | Non Dimmed | 4102890000100 | 289
289 | CU Phosco Lighting | LED Street Lights |  | P855-40-**-NW-*600 | Non Dimmed | 4102890001100 | 289
289 | Thorn Lighting | LED Street Lights |  | Thorn LED Module 289W | Non Dimmed | 4102890998100 | 289
289 | Philips WRTL | LED Street Lights |  | Luma 3A Neutral White 38KLm 200 LED Constant Flux | Non Dimmed | 4102890999100 | 289
290 | Thorn Lighting | LED Street Lights |  | Thorn LED Module 290W | Non Dimmed | 4102900998100 | 290
292 | Philips Lighting | LED Street Lights |  | LEDGine 160 LED Economy Line (Cool White 5600k) | Non Dimmed | 4102910000100 | 291
292 | Indal WRTL Exterior Lighting Ltd | LED Street Lights | White High Power LED System | Luma 3, 200 LED & 33000 Lumen Package (Dimmed 50% full power circuit watts) | Single Stage Dimming | 4102920000050 | 292
292 | Indal WRTL Exterior Lighting Ltd | LED Street Lights | White High Power LED System | Luma 3, 200 LED & 33000 Lumen Package (Dimmed 75% full power circuit watts) | Single Stage Dimming | 4102920000075 | 292
292 | Indal WRTL Exterior Lighting Ltd | LED Street Lights | White High Power LED System | Luma 3, 200 LED & 33000 Lumen Package | Non Dimmed | 4102920000100 | 292
293 | Thorn Lighting | LED Street Lights |  | Thorn LED Module 293W | Non Dimmed | 4102930998100 | 293
293 | Philips WRTL | LED Street Lights |  | Luma 3A Neutral White 38KLm 180 LED Constant Flux | Non Dimmed | 4102930999100 | 293
294 | Philips WRTL | LED Street Lights |  | Luma 3A Cool White 48KLm 200 LED Constant Flux | Non Dimmed | 4102940999100 | 294
295 | Indal WRTL Exterior Lighting Ltd | LED Street Lights | White High Power LED System | Luma 3, 180 LED & 32000 Lumen Package (Dimmed 50% full power circuit watts) | Single Stage Dimming | 4102950000050 | 295
295 | Indal WRTL Exterior Lighting Ltd | LED Street Lights | White High Power LED System | Luma 3, 180 LED & 32000 Lumen Package (Dimmed 75% full power circuit watts) | Single Stage Dimming | 4102950000075 | 295
295 | Indal WRTL Exterior Lighting Ltd | LED Street Lights | White High Power LED System | Luma 3, 180 LED & 32000 Lumen Package | Non Dimmed | 4102950000100 | 295
297 | CU Phosco Lighting | LED Street Lights |  | P855-40-**-NW-*650-CLO | Non Dimmed | 4102970001100 | 297
297 | Philips WRTL | LED Street Lights |  | Luma 3A Neutral White 39KLm 200 LED Constant Flux | Non Dimmed | 4102970999100 | 297
298 | Thorn Lighting | LED Street Lights |  | Thorn LED Module 298W | Non Dimmed | 4102980998100 | 298
300 | Easy Energy Solution Ltd | LED Street Lights |  | Hermin SL300 | Non Dimmed | 4103000000100 | 295
301 | CU Phosco Lighting | LED Street Lights |  | P855-40-**-NW-*625 | Non Dimmed | 4103010000100 | 301
302 | CU Phosco Lighting | LED Street Lights |  | P850 700mA 302W V1 | Non Dimmed | 4103020000100 | 302
302 | CU Phosco Lighting | LED Street Lights | MLSD-Approved | P850 700mA 302W V1 | Non Dimmed | 4103026000100 | 302
303 | Thorn Lighting | LED Street Lights |  | Thorn LED Module 303W | Non Dimmed | 4103030998100 | 303
304 | OrangeTek | LED Street Lights |  | Arialed 140, 700mA, PA (49% Dimmed Circuit Watts) | Single Stage Dimming | 4103040000049 | 304
304 | OrangeTek | LED Street Lights |  | Arialed 140, 700mA, PA (69% Dimmed Circuit Watts) | Single Stage Dimming | 4103040000069 | 304
304 | OrangeTek | LED Street Lights |  | Arialed 140, 700mA, PA 100% | Non Dimmed | 4103040000100 | 304
305 | Indal WRTL Exterior Lighting Ltd | LED Street Lights | White High Power LED System | Luma 3, 200 LED & 34000 Lumen Package (Dimmed 50% full power circuit watts) | Single Stage Dimming | 4103050000050 | 305
305 | Indal WRTL Exterior Lighting Ltd | LED Street Lights | White High Power LED System | Luma 3, 200 LED & 34000 Lumen Package (Dimmed 75% full power circuit watts) | Single Stage Dimming | 4103050000075 | 305
305 | Indal WRTL Exterior Lighting Ltd | LED Street Lights | White High Power LED System | Luma 3, 200 LED & 34000 Lumen Package | Non Dimmed | 4103050000100 | 305
305 | Philips WRTL | LED Street Lights |  | Luma 3A Cool White 49KLm 200 LED Constant Flux | Non Dimmed | 4103050999100 | 305
306 | Philips WRTL | LED Street Lights |  | Luma 3A Neutral White 39KLm 180 LED, Neutral White 40KLm 200 LED Constant Flux | Non Dimmed | 4103060999100 | 306
308 | Thorn Lighting | LED Street Lights |  | Thorn LED Module 308W | Non Dimmed | 4103080998100 | 308
309 | CU Phosco Lighting | LED Street Lights |  | P855-40-**-NW-*675-CLO | Non Dimmed | 4103090001100 | 309
312 | Thorn Lighting | LED Street Lights |  | Thorn LED Module 312W | Non Dimmed | 4103120998100 | 312
313 | CU Phosco Lighting | LED Street Lights |  | P855-40-**-NW-*650 | Non Dimmed | 4103130000100 | 313
315 | Philips WRTL | LED Street Lights |  | Luma 3A Cool White 50KLm 200 LED Constant Flux | Non Dimmed | 4103150999100 | 315
316 | Indal WRTL Exterior Lighting Ltd | LED Street Lights | White High Power LED System | Luma 3, 180 LED & 33000 Lumen Package (Dimmed 50% full power circuit watts) | Single Stage Dimming | 4103160000050 | 316
316 | Indal WRTL Exterior Lighting Ltd | LED Street Lights | White High Power LED System | Luma 3, 180 LED & 33000 Lumen Package (Dimmed 75% full power circuit watts) | Single Stage Dimming | 4103160000075 | 316
316 | Indal WRTL Exterior Lighting Ltd | LED Street Lights | White High Power LED System | Luma 3, 180 LED & 33000 Lumen Package | Non Dimmed | 4103160000100 | 316
317 | Philips WRTL | LED Street Lights |  | Luma 3A Neutral White 41KLm 200 LED Constant Flux | Non Dimmed | 4103170999100 | 317
318 | Thorn Lighting | LED Street Lights |  | Thorn LED Module 318W | Non Dimmed | 4103180998100 | 318
323 | Indal WRTL Exterior Lighting Ltd | LED Street Lights | White High Power LED System | Luma 3, 200 LED & 35000 Lumen Package (Dimmed 50% full power circuit watts) | Single Stage Dimming | 4103230000050 | 323
323 | Indal WRTL Exterior Lighting Ltd | LED Street Lights | White High Power LED System | Luma 3, 200 LED & 35000 Lumen Package (Dimmed 75% full power circuit watts) | Single Stage Dimming | 4103230000075 | 323
323 | Indal WRTL Exterior Lighting Ltd | LED Street Lights | White High Power LED System | Luma 3, 200 LED & 35000 Lumen Package | Non Dimmed | 4103230000100 | 323
323 | Thorn Lighting | LED Street Lights |  | Thorn LED Module 323W | Non Dimmed | 4103230998100 | 323
323 | Philips WRTL | LED Street Lights |  | Luma 3A Cool White 51KLm 200 LED Constant Flux | Non Dimmed | 4103230999100 | 323
324 | Indal WRTL Exterior Lighting Ltd | LED Street Lights | White High Power LED System | Luma 3, 200 LED & 38000 Lumen Package (Dimmed 50% full power circuit watts) | Single Stage Dimming | 4103240000050 | 324
324 | Indal WRTL Exterior Lighting Ltd | LED Street Lights | White High Power LED System | Luma 3, 200 LED & 38000 Lumen Package (Dimmed 75% full power circuit watts) | Single Stage Dimming | 4103240000075 | 324
324 | Indal WRTL Exterior Lighting Ltd | LED Street Lights | White High Power LED System | Luma 3, 200 LED & 38000 Lumen Package | Non Dimmed | 4103240000100 | 324
326 | CU Phosco Lighting | LED Street Lights |  | P855-40-**-NW-*675 | Non Dimmed | 4103260000100 | 326
326 | Midstream Energy | LED Street Lights |  | Titan 320 (26% Dimmed Circuit Watts) | Single Stage Dimming | 4103260001026 | 324
326 | Midstream Energy | LED Street Lights |  | Titan 320 (53% Dimmed Circuit Watts) | Single Stage Dimming | 4103260001053 | 324
326 | Midstream Energy | LED Street Lights |  | Titan 320 (81% Dimmed Circuit Watts) | Single Stage Dimming | 4103260001081 | 324
326 | Midstream Energy | LED Street Lights |  | Titan 320 | Non Dimmed | 4103260001100 | 324
328 | Thorn Lighting | LED Street Lights |  | Thorn LED Module 328W | Non Dimmed | 4103280998100 | 328
330 | Philips WRTL | LED Street Lights |  | Luma 3A Neutral White 42KLm 200 LED Constant Flux | Non Dimmed | 4103300999100 | 330
333 | Thorn Lighting | LED Street Lights |  | Thorn LED Module 333W | Non Dimmed | 4103330998100 | 333
334 | Philips WRTL | LED Street Lights |  | Luma 3A Cool White 52KLm 200 LED Constant Flux | Non Dimmed | 4103340999100 | 334
338 | Indal WRTL Exterior Lighting Ltd | LED Street Lights | White High Power LED System | Luma 3, 200 LED & 36000 Lumen Package (Dimmed 50% full power circuit watts) | Single Stage Dimming | 4103380000050 | 338
338 | Indal WRTL Exterior Lighting Ltd | LED Street Lights | White High Power LED System | Luma 3, 200 LED & 36000 Lumen Package (Dimmed 75% full power circuit watts) | Single Stage Dimming | 4103380000075 | 338
338 | Indal WRTL Exterior Lighting Ltd | LED Street Lights | White High Power LED System | Luma 3, 200 LED & 36000 Lumen Package | Non Dimmed | 4103380000100 | 338
338 | Thorn Lighting | LED Street Lights |  | Thorn LED Module 338W | Non Dimmed | 4103380998100 | 338
338 | Philips WRTL | LED Street Lights |  | Luma 3A Neutral White 43KLm 200 LED Constant Flux | Non Dimmed | 4103380999100 | 338
340 | Indal WRTL Exterior Lighting Ltd | LED Street Lights | White High Power LED System | Luma 3, 200 LED & 39000 Lumen Package (Dimmed 50% full power circuit watts) | Single Stage Dimming | 4103400000050 | 340
340 | Indal WRTL Exterior Lighting Ltd | LED Street Lights | White High Power LED System | Luma 3, 200 LED & 39000 Lumen Package (Dimmed 75% full power circuit watts) | Single Stage Dimming | 4103400000075 | 340
340 | Indal WRTL Exterior Lighting Ltd | LED Street Lights | White High Power LED System | Luma 3, 200 LED & 39000 Lumen Package | Non Dimmed | 4103400000100 | 340
343 | Thorn Lighting | LED Street Lights |  | Thorn LED Module 343W | Non Dimmed | 4103430998100 | 343
349 | Thorn Lighting | LED Street Lights |  | Thorn LED Module 349W | Non Dimmed | 4103490998100 | 349
349 | Philips WRTL | LED Street Lights |  | Luma 3A Neutral White 44KLm 200 LED Constant Flux | Non Dimmed | 4103490999100 | 349
350 | Indal WRTL Exterior Lighting Ltd | LED Street Lights | White High Power LED System | Luma 3, 200 LED & 40000 Lumen Package (Dimmed 50% full power circuit watts) | Single Stage Dimming | 4103500000050 | 350
350 | Indal WRTL Exterior Lighting Ltd | LED Street Lights | White High Power LED System | Luma 3, 200 LED & 40000 Lumen Package (Dimmed 75% full power circuit watts) | Single Stage Dimming | 4103500000075 | 350
350 | Indal WRTL Exterior Lighting Ltd | LED Street Lights | White High Power LED System | Luma 3, 200 LED & 40000 Lumen Package | Non Dimmed | 4103500000100 | 350
353 | Indal WRTL Exterior Lighting Ltd | LED Street Lights | White High Power LED System | Luma 3, 200 LED & 37000 Lumen Package (Dimmed 50% full power circuit watts) | Single Stage Dimming | 4103530000050 | 353
353 | Indal WRTL Exterior Lighting Ltd | LED Street Lights | White High Power LED System | Luma 3, 200 LED & 37000 Lumen Package (Dimmed 75% full power circuit watts) | Single Stage Dimming | 4103530000075 | 353
353 | Indal WRTL Exterior Lighting Ltd | LED Street Lights | White High Power LED System | Luma 3, 200 LED & 37000 Lumen Package | Non Dimmed | 4103530000100 | 353
364 | Philips WRTL | LED Street Lights |  | Luma 3A Neutral White 45KLm 200 LED Constant Flux | Non Dimmed | 4103640999100 | 364
364 | Philips WRTL | LED Street Lights | MLSD-Approved | Luma 3A Neutral White 45KLm 200 LED Constant Flux | Non Dimmed | 4103646999100 | 364
380 | Philips WRTL | LED Street Lights |  | Luma 3A Neutral White 46KLm 200 LED Constant Flux | Non Dimmed | 4103800999100 | 380
395 | Philips WRTL | LED Street Lights |  | Luma 3A Neutral White 47KLm 200 LED Constant Flux | Non Dimmed | 4103950999100 | 395
407 | Philips WRTL | LED Street Lights |  | Luma 3A Neutral White 48KLm 200 LED Constant Flux | Non Dimmed | 4104070999100 | 407
1 | Generic | Generic LED Lighting |  | Standard | Non Dimmed | 4200010000100 | 1
2 | Generic | Generic LED Lighting |  | Standard | Non Dimmed | 4200020000100 | 2
3 | Generic | Generic LED Lighting |  | Standard | Non Dimmed | 4200030000100 | 3
4 | Generic | Generic LED Lighting |  | Standard | Non Dimmed | 4200040000100 | 4
5 | Generic | Generic LED Lighting |  | Standard | Non Dimmed | 4200050000100 | 5
6 | Generic | Generic LED Lighting |  | Standard | Non Dimmed | 4200060000100 | 6
7 | Generic | Generic LED Lighting |  | Standard | Non Dimmed | 4200070000100 | 7
8 | Generic | Generic LED Lighting |  | Standard | Non Dimmed | 4200080000100 | 8
9 | Generic | Generic LED Lighting |  | Standard | Non Dimmed | 4200090000100 | 9
10 | Generic | Generic LED Lighting |  | Standard | Non Dimmed | 4200100000100 | 10
11 | Generic | Generic LED Lighting |  | Standard | Non Dimmed | 4200110000100 | 11
12 | Generic | Generic LED Lighting |  | Standard | Non Dimmed | 4200120000100 | 12
13 | Generic | Generic LED Lighting |  | Standard | Non Dimmed | 4200130000100 | 13
14 | Generic | Generic LED Lighting |  | Standard | Non Dimmed | 4200140000100 | 14
15 | Generic | Generic LED Lighting |  | Standard | Non Dimmed | 4200150000100 | 15
16 | Generic | Generic LED Lighting |  | Standard | Non Dimmed | 4200160000100 | 16
17 | Generic | Generic LED Lighting |  | Standard | Non Dimmed | 4200170000100 | 17
18 | Generic | Generic LED Lighting |  | Standard | Non Dimmed | 4200180000100 | 18
19 | Generic | Generic LED Lighting |  | Standard | Non Dimmed | 4200190000100 | 19
20 | Generic | Generic LED Lighting |  | Standard | Non Dimmed | 4200200000100 | 20
21 | Generic | Generic LED Lighting |  | Standard | Non Dimmed | 4200210000100 | 21
22 | Generic | Generic LED Lighting |  | Standard | Non Dimmed | 4200220000100 | 22
23 | Generic | Generic LED Lighting |  | Standard | Non Dimmed | 4200230000100 | 23
24 | Generic | Generic LED Lighting |  | Standard | Non Dimmed | 4200240000100 | 24
25 | Generic | Generic LED Lighting |  | Standard | Non Dimmed | 4200250000100 | 25
26 | Generic | Generic LED Lighting |  | Standard | Non Dimmed | 4200260000100 | 26
27 | Generic | Generic LED Lighting |  | Standard | Non Dimmed | 4200270000100 | 27
28 | Generic | Generic LED Lighting |  | Standard | Non Dimmed | 4200280000100 | 28
29 | Generic | Generic LED Lighting |  | Standard | Non Dimmed | 4200290000100 | 29
30 | Generic | Generic LED Lighting |  | Standard | Non Dimmed | 4200300000100 | 30
31 | Generic | Generic LED Lighting |  | Standard | Non Dimmed | 4200310000100 | 31
32 | Generic | Generic LED Lighting |  | Standard | Non Dimmed | 4200320000100 | 32
33 | Generic | Generic LED Lighting |  | Standard | Non Dimmed | 4200330000100 | 33
34 | Generic | Generic LED Lighting |  | Standard | Non Dimmed | 4200340000100 | 34
35 | Generic | Generic LED Lighting |  | Standard | Non Dimmed | 4200350000100 | 35
36 | Generic | Generic LED Lighting |  | Standard | Non Dimmed | 4200360000100 | 36
37 | Generic | Generic LED Lighting |  | Standard | Non Dimmed | 4200370000100 | 37
38 | Generic | Generic LED Lighting |  | Standard | Non Dimmed | 4200380000100 | 38
39 | Generic | Generic LED Lighting |  | Standard | Non Dimmed | 4200390000100 | 39
40 | Generic | Generic LED Lighting |  | Standard | Non Dimmed | 4200400000100 | 40
41 | Generic | Generic LED Lighting |  | Standard | Non Dimmed | 4200410000100 | 41
42 | Generic | Generic LED Lighting |  | Standard | Non Dimmed | 4200420000100 | 42
43 | Generic | Generic LED Lighting |  | Standard | Non Dimmed | 4200430000100 | 43
44 | Generic | Generic LED Lighting |  | Standard | Non Dimmed | 4200440000100 | 44
45 | Generic | Generic LED Lighting |  | Standard | Non Dimmed | 4200450000100 | 45
46 | Generic | Generic LED Lighting |  | Standard | Non Dimmed | 4200460000100 | 46
47 | Generic | Generic LED Lighting |  | Standard | Non Dimmed | 4200470000100 | 47
48 | Generic | Generic LED Lighting |  | Standard | Non Dimmed | 4200480000100 | 48
49 | Generic | Generic LED Lighting |  | Standard | Non Dimmed | 4200490000100 | 49
50 | Generic | Generic LED Lighting |  | Standard | Non Dimmed | 4200500000100 | 50
51 | Generic | Generic LED Lighting |  | Standard | Non Dimmed | 4200510000100 | 51
52 | Generic | Generic LED Lighting |  | Standard | Non Dimmed | 4200520000100 | 52
53 | Generic | Generic LED Lighting |  | Standard | Non Dimmed | 4200530000100 | 53
54 | Generic | Generic LED Lighting |  | Standard | Non Dimmed | 4200540000100 | 54
55 | Generic | Generic LED Lighting |  | Standard | Non Dimmed | 4200550000100 | 55
56 | Generic | Generic LED Lighting |  | Standard | Non Dimmed | 4200560000100 | 56
57 | Generic | Generic LED Lighting |  | Standard | Non Dimmed | 4200570000100 | 57
58 | Generic | Generic LED Lighting |  | Standard | Non Dimmed | 4200580000100 | 58
59 | Generic | Generic LED Lighting |  | Standard | Non Dimmed | 4200590000100 | 59
60 | Generic | Generic LED Lighting |  | Standard | Non Dimmed | 4200600000100 | 60
61 | Generic | Generic LED Lighting |  | Standard | Non Dimmed | 4200610000100 | 61
62 | Generic | Generic LED Lighting |  | Standard | Non Dimmed | 4200620000100 | 62
63 | Generic | Generic LED Lighting |  | Standard | Non Dimmed | 4200630000100 | 63
64 | Generic | Generic LED Lighting |  | Standard | Non Dimmed | 4200640000100 | 64
65 | Generic | Generic LED Lighting |  | Standard | Non Dimmed | 4200650000100 | 65
66 | Generic | Generic LED Lighting |  | Standard | Non Dimmed | 4200660000100 | 66
67 | Generic | Generic LED Lighting |  | Standard | Non Dimmed | 4200670000100 | 67
68 | Generic | Generic LED Lighting |  | Standard | Non Dimmed | 4200680000100 | 68
69 | Generic | Generic LED Lighting |  | Standard | Non Dimmed | 4200690000100 | 69
70 | Generic | Generic LED Lighting |  | Standard | Non Dimmed | 4200700000100 | 70
71 | Generic | Generic LED Lighting |  | Standard | Non Dimmed | 4200710000100 | 71
72 | Generic | Generic LED Lighting |  | Standard | Non Dimmed | 4200720000100 | 72
73 | Generic | Generic LED Lighting |  | Standard | Non Dimmed | 4200730000100 | 73
74 | Generic | Generic LED Lighting |  | Standard | Non Dimmed | 4200740000100 | 74
75 | Generic | Generic LED Lighting |  | Standard | Non Dimmed | 4200750000100 | 75
76 | Generic | Generic LED Lighting |  | Standard | Non Dimmed | 4200760000100 | 76
77 | Generic | Generic LED Lighting |  | Standard | Non Dimmed | 4200770000100 | 77
78 | Generic | Generic LED Lighting |  | Standard | Non Dimmed | 4200780000100 | 78
79 | Generic | Generic LED Lighting |  | Standard | Non Dimmed | 4200790000100 | 79
80 | Generic | Generic LED Lighting |  | Standard | Non Dimmed | 4200800000100 | 80
81 | Generic | Generic LED Lighting |  | Standard | Non Dimmed | 4200810000100 | 81
82 | Generic | Generic LED Lighting |  | Standard | Non Dimmed | 4200820000100 | 82
83 | Generic | Generic LED Lighting |  | Standard | Non Dimmed | 4200830000100 | 83
84 | Generic | Generic LED Lighting |  | Standard | Non Dimmed | 4200840000100 | 84
85 | Generic | Generic LED Lighting |  | Standard | Non Dimmed | 4200850000100 | 85
86 | Generic | Generic LED Lighting |  | Standard | Non Dimmed | 4200860000100 | 86
87 | Generic | Generic LED Lighting |  | Standard | Non Dimmed | 4200870000100 | 87
88 | Generic | Generic LED Lighting |  | Standard | Non Dimmed | 4200880000100 | 88
89 | Generic | Generic LED Lighting |  | Standard | Non Dimmed | 4200890000100 | 89
90 | Generic | Generic LED Lighting |  | Standard | Non Dimmed | 4200900000100 | 90
91 | Generic | Generic LED Lighting |  | Standard | Non Dimmed | 4200910000100 | 91
92 | Generic | Generic LED Lighting |  | Standard | Non Dimmed | 4200920000100 | 92
93 | Generic | Generic LED Lighting |  | Standard | Non Dimmed | 4200930000100 | 93
94 | Generic | Generic LED Lighting |  | Standard | Non Dimmed | 4200940000100 | 94
95 | Generic | Generic LED Lighting |  | Standard | Non Dimmed | 4200950000100 | 95
96 | Generic | Generic LED Lighting |  | Standard | Non Dimmed | 4200960000100 | 96
97 | Generic | Generic LED Lighting |  | Standard | Non Dimmed | 4200970000100 | 97
98 | Generic | Generic LED Lighting |  | Standard | Non Dimmed | 4200980000100 | 98
99 | Generic | Generic LED Lighting |  | Standard | Non Dimmed | 4200990000100 | 99
100 | Generic | Generic LED Lighting |  | Standard | Non Dimmed | 4201000000100 | 100
101 | Generic | Generic LED Lighting |  | Standard | Non Dimmed | 4201010000100 | 101
102 | Generic | Generic LED Lighting |  | Standard | Non Dimmed | 4201020000100 | 102
103 | Generic | Generic LED Lighting |  | Standard | Non Dimmed | 4201030000100 | 103
104 | Generic | Generic LED Lighting |  | Standard | Non Dimmed | 4201040000100 | 104
105 | Generic | Generic LED Lighting |  | Standard | Non Dimmed | 4201050000100 | 105
106 | Generic | Generic LED Lighting |  | Standard | Non Dimmed | 4201060000100 | 106
107 | Generic | Generic LED Lighting |  | Standard | Non Dimmed | 4201070000100 | 107
108 | Generic | Generic LED Lighting |  | Standard | Non Dimmed | 4201080000100 | 108
109 | Generic | Generic LED Lighting |  | Standard | Non Dimmed | 4201090000100 | 109
110 | Generic | Generic LED Lighting |  | Standard | Non Dimmed | 4201100000100 | 110
111 | Generic | Generic LED Lighting |  | Standard | Non Dimmed | 4201110000100 | 111
112 | Generic | Generic LED Lighting |  | Standard | Non Dimmed | 4201120000100 | 112
113 | Generic | Generic LED Lighting |  | Standard | Non Dimmed | 4201130000100 | 113
114 | Generic | Generic LED Lighting |  | Standard | Non Dimmed | 4201140000100 | 114
115 | Generic | Generic LED Lighting |  | Standard | Non Dimmed | 4201150000100 | 115
116 | Generic | Generic LED Lighting |  | Standard | Non Dimmed | 4201160000100 | 116
117 | Generic | Generic LED Lighting |  | Standard | Non Dimmed | 4201170000100 | 117
118 | Generic | Generic LED Lighting |  | Standard | Non Dimmed | 4201180000100 | 118
119 | Generic | Generic LED Lighting |  | Standard | Non Dimmed | 4201190000100 | 119
120 | Generic | Generic LED Lighting |  | Standard | Non Dimmed | 4201200000100 | 120
121 | Generic | Generic LED Lighting |  | Standard | Non Dimmed | 4201210000100 | 121
122 | Generic | Generic LED Lighting |  | Standard | Non Dimmed | 4201220000100 | 122
123 | Generic | Generic LED Lighting |  | Standard | Non Dimmed | 4201230000100 | 123
124 | Generic | Generic LED Lighting |  | Standard | Non Dimmed | 4201240000100 | 124
125 | Generic | Generic LED Lighting |  | Standard | Non Dimmed | 4201250000100 | 125
126 | Generic | Generic LED Lighting |  | Standard | Non Dimmed | 4201260000100 | 126
127 | Generic | Generic LED Lighting |  | Standard | Non Dimmed | 4201270000100 | 127
128 | Generic | Generic LED Lighting |  | Standard | Non Dimmed | 4201280000100 | 128
129 | Generic | Generic LED Lighting |  | Standard | Non Dimmed | 4201290000100 | 129
130 | Generic | Generic LED Lighting |  | Standard | Non Dimmed | 4201300000100 | 130
131 | Generic | Generic LED Lighting |  | Standard | Non Dimmed | 4201310000100 | 131
132 | Generic | Generic LED Lighting |  | Standard | Non Dimmed | 4201320000100 | 132
133 | Generic | Generic LED Lighting |  | Standard | Non Dimmed | 4201330000100 | 133
134 | Generic | Generic LED Lighting |  | Standard | Non Dimmed | 4201340000100 | 134
135 | Generic | Generic LED Lighting |  | Standard | Non Dimmed | 4201350000100 | 135
136 | Generic | Generic LED Lighting |  | Standard | Non Dimmed | 4201360000100 | 136
137 | Generic | Generic LED Lighting |  | Standard | Non Dimmed | 4201370000100 | 137
138 | Generic | Generic LED Lighting |  | Standard | Non Dimmed | 4201380000100 | 138
139 | Generic | Generic LED Lighting |  | Standard | Non Dimmed | 4201390000100 | 139
140 | Generic | Generic LED Lighting |  | Standard | Non Dimmed | 4201400000100 | 140
141 | Generic | Generic LED Lighting |  | Standard | Non Dimmed | 4201410000100 | 141
142 | Generic | Generic LED Lighting |  | Standard | Non Dimmed | 4201420000100 | 142
143 | Generic | Generic LED Lighting |  | Standard | Non Dimmed | 4201430000100 | 143
144 | Generic | Generic LED Lighting |  | Standard | Non Dimmed | 4201440000100 | 144
145 | Generic | Generic LED Lighting |  | Standard | Non Dimmed | 4201450000100 | 145
146 | Generic | Generic LED Lighting |  | Standard | Non Dimmed | 4201460000100 | 146
147 | Generic | Generic LED Lighting |  | Standard | Non Dimmed | 4201470000100 | 147
148 | Generic | Generic LED Lighting |  | Standard | Non Dimmed | 4201480000100 | 148
149 | Generic | Generic LED Lighting |  | Standard | Non Dimmed | 4201490000100 | 149
150 | Generic | Generic LED Lighting |  | Standard | Non Dimmed | 4201500000100 | 150
151 | Generic | Generic LED Lighting |  | Standard | Non Dimmed | 4201510000100 | 151
152 | Generic | Generic LED Lighting |  | Standard | Non Dimmed | 4201520000100 | 152
153 | Generic | Generic LED Lighting |  | Standard | Non Dimmed | 4201530000100 | 153
154 | Generic | Generic LED Lighting |  | Standard | Non Dimmed | 4201540000100 | 154
155 | Generic | Generic LED Lighting |  | Standard | Non Dimmed | 4201550000100 | 155
156 | Generic | Generic LED Lighting |  | Standard | Non Dimmed | 4201560000100 | 156
157 | Generic | Generic LED Lighting |  | Standard | Non Dimmed | 4201570000100 | 157
158 | Generic | Generic LED Lighting |  | Standard | Non Dimmed | 4201580000100 | 158
159 | Generic | Generic LED Lighting |  | Standard | Non Dimmed | 4201590000100 | 159
160 | Generic | Generic LED Lighting |  | Standard | Non Dimmed | 4201600000100 | 160
161 | Generic | Generic LED Lighting |  | Standard | Non Dimmed | 4201610000100 | 161
162 | Generic | Generic LED Lighting |  | Standard | Non Dimmed | 4201620000100 | 162
163 | Generic | Generic LED Lighting |  | Standard | Non Dimmed | 4201630000100 | 163
164 | Generic | Generic LED Lighting |  | Standard | Non Dimmed | 4201640000100 | 164
165 | Generic | Generic LED Lighting |  | Standard | Non Dimmed | 4201650000100 | 165
166 | Generic | Generic LED Lighting |  | Standard | Non Dimmed | 4201660000100 | 166
167 | Generic | Generic LED Lighting |  | Standard | Non Dimmed | 4201670000100 | 167
168 | Generic | Generic LED Lighting |  | Standard | Non Dimmed | 4201680000100 | 168
169 | Generic | Generic LED Lighting |  | Standard | Non Dimmed | 4201690000100 | 169
170 | Generic | Generic LED Lighting |  | Standard | Non Dimmed | 4201700000100 | 170
171 | Generic | Generic LED Lighting |  | Standard | Non Dimmed | 4201710000100 | 171
172 | Generic | Generic LED Lighting |  | Standard | Non Dimmed | 4201720000100 | 172
173 | Generic | Generic LED Lighting |  | Standard | Non Dimmed | 4201730000100 | 173
174 | Generic | Generic LED Lighting |  | Standard | Non Dimmed | 4201740000100 | 174
175 | Generic | Generic LED Lighting |  | Standard | Non Dimmed | 4201750000100 | 175
176 | Generic | Generic LED Lighting |  | Standard | Non Dimmed | 4201760000100 | 176
177 | Generic | Generic LED Lighting |  | Standard | Non Dimmed | 4201770000100 | 177
178 | Generic | Generic LED Lighting |  | Standard | Non Dimmed | 4201780000100 | 178
179 | Generic | Generic LED Lighting |  | Standard | Non Dimmed | 4201790000100 | 179
180 | Generic | Generic LED Lighting |  | Standard | Non Dimmed | 4201800000100 | 180
181 | Generic | Generic LED Lighting |  | Standard | Non Dimmed | 4201810000100 | 181
182 | Generic | Generic LED Lighting |  | Standard | Non Dimmed | 4201820000100 | 182
183 | Generic | Generic LED Lighting |  | Standard | Non Dimmed | 4201830000100 | 183
184 | Generic | Generic LED Lighting |  | Standard | Non Dimmed | 4201840000100 | 184
185 | Generic | Generic LED Lighting |  | Standard | Non Dimmed | 4201850000100 | 185
186 | Generic | Generic LED Lighting |  | Standard | Non Dimmed | 4201860000100 | 186
187 | Generic | Generic LED Lighting |  | Standard | Non Dimmed | 4201870000100 | 187
188 | Generic | Generic LED Lighting |  | Standard | Non Dimmed | 4201880000100 | 188
189 | Generic | Generic LED Lighting |  | Standard | Non Dimmed | 4201890000100 | 189
190 | Generic | Generic LED Lighting |  | Standard | Non Dimmed | 4201900000100 | 190
191 | Generic | Generic LED Lighting |  | Standard | Non Dimmed | 4201910000100 | 191
192 | Generic | Generic LED Lighting |  | Standard | Non Dimmed | 4201920000100 | 192
193 | Generic | Generic LED Lighting |  | Standard | Non Dimmed | 4201930000100 | 193
194 | Generic | Generic LED Lighting |  | Standard | Non Dimmed | 4201940000100 | 194
195 | Generic | Generic LED Lighting |  | Standard | Non Dimmed | 4201950000100 | 195
196 | Generic | Generic LED Lighting |  | Standard | Non Dimmed | 4201960000100 | 196
197 | Generic | Generic LED Lighting |  | Standard | Non Dimmed | 4201970000100 | 197
198 | Generic | Generic LED Lighting |  | Standard | Non Dimmed | 4201980000100 | 198
199 | Generic | Generic LED Lighting |  | Standard | Non Dimmed | 4201990000100 | 199
200 | Generic | Generic LED Lighting |  | Standard | Non Dimmed | 4202000000100 | 200
201 | Generic | Generic LED Lighting |  | Standard | Non Dimmed | 4202010000100 | 201
202 | Generic | Generic LED Lighting |  | Standard | Non Dimmed | 4202020000100 | 202
203 | Generic | Generic LED Lighting |  | Standard | Non Dimmed | 4202030000100 | 203
204 | Generic | Generic LED Lighting |  | Standard | Non Dimmed | 4202040000100 | 204
205 | Generic | Generic LED Lighting |  | Standard | Non Dimmed | 4202050000100 | 205
206 | Generic | Generic LED Lighting |  | Standard | Non Dimmed | 4202060000100 | 206
207 | Generic | Generic LED Lighting |  | Standard | Non Dimmed | 4202070000100 | 207
208 | Generic | Generic LED Lighting |  | Standard | Non Dimmed | 4202080000100 | 208
209 | Generic | Generic LED Lighting |  | Standard | Non Dimmed | 4202090000100 | 209
210 | Generic | Generic LED Lighting |  | Standard | Non Dimmed | 4202100000100 | 210
211 | Generic | Generic LED Lighting |  | Standard | Non Dimmed | 4202110000100 | 211
212 | Generic | Generic LED Lighting |  | Standard | Non Dimmed | 4202120000100 | 212
213 | Generic | Generic LED Lighting |  | Standard | Non Dimmed | 4202130000100 | 213
214 | Generic | Generic LED Lighting |  | Standard | Non Dimmed | 4202140000100 | 214
215 | Generic | Generic LED Lighting |  | Standard | Non Dimmed | 4202150000100 | 215
216 | Generic | Generic LED Lighting |  | Standard | Non Dimmed | 4202160000100 | 216
217 | Generic | Generic LED Lighting |  | Standard | Non Dimmed | 4202170000100 | 217
218 | Generic | Generic LED Lighting |  | Standard | Non Dimmed | 4202180000100 | 218
219 | Generic | Generic LED Lighting |  | Standard | Non Dimmed | 4202190000100 | 219
220 | Generic | Generic LED Lighting |  | Standard | Non Dimmed | 4202200000100 | 220
221 | Generic | Generic LED Lighting |  | Standard | Non Dimmed | 4202210000100 | 221
222 | Generic | Generic LED Lighting |  | Standard | Non Dimmed | 4202220000100 | 222
223 | Generic | Generic LED Lighting |  | Standard | Non Dimmed | 4202230000100 | 223
224 | Generic | Generic LED Lighting |  | Standard | Non Dimmed | 4202240000100 | 224
225 | Generic | Generic LED Lighting |  | Standard | Non Dimmed | 4202250000100 | 225
226 | Generic | Generic LED Lighting |  | Standard | Non Dimmed | 4202260000100 | 226
227 | Generic | Generic LED Lighting |  | Standard | Non Dimmed | 4202270000100 | 227
228 | Generic | Generic LED Lighting |  | Standard | Non Dimmed | 4202280000100 | 228
229 | Generic | Generic LED Lighting |  | Standard | Non Dimmed | 4202290000100 | 229
230 | Generic | Generic LED Lighting |  | Standard | Non Dimmed | 4202300000100 | 230
231 | Generic | Generic LED Lighting |  | Standard | Non Dimmed | 4202310000100 | 231
232 | Generic | Generic LED Lighting |  | Standard | Non Dimmed | 4202320000100 | 232
233 | Generic | Generic LED Lighting |  | Standard | Non Dimmed | 4202330000100 | 233
234 | Generic | Generic LED Lighting |  | Standard | Non Dimmed | 4202340000100 | 234
235 | Generic | Generic LED Lighting |  | Standard | Non Dimmed | 4202350000100 | 235
236 | Generic | Generic LED Lighting |  | Standard | Non Dimmed | 4202360000100 | 236
237 | Generic | Generic LED Lighting |  | Standard | Non Dimmed | 4202370000100 | 237
238 | Generic | Generic LED Lighting |  | Standard | Non Dimmed | 4202380000100 | 238
239 | Generic | Generic LED Lighting |  | Standard | Non Dimmed | 4202390000100 | 239
240 | Generic | Generic LED Lighting |  | Standard | Non Dimmed | 4202400000100 | 240
241 | Generic | Generic LED Lighting |  | Standard | Non Dimmed | 4202410000100 | 241
242 | Generic | Generic LED Lighting |  | Standard | Non Dimmed | 4202420000100 | 242
243 | Generic | Generic LED Lighting |  | Standard | Non Dimmed | 4202430000100 | 243
244 | Generic | Generic LED Lighting |  | Standard | Non Dimmed | 4202440000100 | 244
245 | Generic | Generic LED Lighting |  | Standard | Non Dimmed | 4202450000100 | 245
246 | Generic | Generic LED Lighting |  | Standard | Non Dimmed | 4202460000100 | 246
247 | Generic | Generic LED Lighting |  | Standard | Non Dimmed | 4202470000100 | 247
248 | Generic | Generic LED Lighting |  | Standard | Non Dimmed | 4202480000100 | 248
249 | Generic | Generic LED Lighting |  | Standard | Non Dimmed | 4202490000100 | 249
250 | Generic | Generic LED Lighting |  | Standard | Non Dimmed | 4202500000100 | 250
251 | Generic | Generic LED Lighting |  | Standard | Non Dimmed | 4202510000100 | 251
252 | Generic | Generic LED Lighting |  | Standard | Non Dimmed | 4202520000100 | 252
253 | Generic | Generic LED Lighting |  | Standard | Non Dimmed | 4202530000100 | 253
254 | Generic | Generic LED Lighting |  | Standard | Non Dimmed | 4202540000100 | 254
255 | Generic | Generic LED Lighting |  | Standard | Non Dimmed | 4202550000100 | 255
256 | Generic | Generic LED Lighting |  | Standard | Non Dimmed | 4202560000100 | 256
257 | Generic | Generic LED Lighting |  | Standard | Non Dimmed | 4202570000100 | 257
258 | Generic | Generic LED Lighting |  | Standard | Non Dimmed | 4202580000100 | 258
259 | Generic | Generic LED Lighting |  | Standard | Non Dimmed | 4202590000100 | 259
260 | Generic | Generic LED Lighting |  | Standard | Non Dimmed | 4202600000100 | 260
261 | Generic | Generic LED Lighting |  | Standard | Non Dimmed | 4202610000100 | 261
262 | Generic | Generic LED Lighting |  | Standard | Non Dimmed | 4202620000100 | 262
263 | Generic | Generic LED Lighting |  | Standard | Non Dimmed | 4202630000100 | 263
264 | Generic | Generic LED Lighting |  | Standard | Non Dimmed | 4202640000100 | 264
265 | Generic | Generic LED Lighting |  | Standard | Non Dimmed | 4202650000100 | 265
266 | Generic | Generic LED Lighting |  | Standard | Non Dimmed | 4202660000100 | 266
267 | Generic | Generic LED Lighting |  | Standard | Non Dimmed | 4202670000100 | 267
268 | Generic | Generic LED Lighting |  | Standard | Non Dimmed | 4202680000100 | 268
269 | Generic | Generic LED Lighting |  | Standard | Non Dimmed | 4202690000100 | 269
270 | Generic | Generic LED Lighting |  | Standard | Non Dimmed | 4202700000100 | 270
271 | Generic | Generic LED Lighting |  | Standard | Non Dimmed | 4202710000100 | 271
272 | Generic | Generic LED Lighting |  | Standard | Non Dimmed | 4202720000100 | 272
273 | Generic | Generic LED Lighting |  | Standard | Non Dimmed | 4202730000100 | 273
274 | Generic | Generic LED Lighting |  | Standard | Non Dimmed | 4202740000100 | 274
275 | Generic | Generic LED Lighting |  | Standard | Non Dimmed | 4202750000100 | 275
276 | Generic | Generic LED Lighting |  | Standard | Non Dimmed | 4202760000100 | 276
277 | Generic | Generic LED Lighting |  | Standard | Non Dimmed | 4202770000100 | 277
278 | Generic | Generic LED Lighting |  | Standard | Non Dimmed | 4202780000100 | 278
279 | Generic | Generic LED Lighting |  | Standard | Non Dimmed | 4202790000100 | 279
280 | Generic | Generic LED Lighting |  | Standard | Non Dimmed | 4202800000100 | 280
281 | Generic | Generic LED Lighting |  | Standard | Non Dimmed | 4202810000100 | 281
282 | Generic | Generic LED Lighting |  | Standard | Non Dimmed | 4202820000100 | 282
283 | Generic | Generic LED Lighting |  | Standard | Non Dimmed | 4202830000100 | 283
284 | Generic | Generic LED Lighting |  | Standard | Non Dimmed | 4202840000100 | 284
285 | Generic | Generic LED Lighting |  | Standard | Non Dimmed | 4202850000100 | 285
286 | Generic | Generic LED Lighting |  | Standard | Non Dimmed | 4202860000100 | 286
287 | Generic | Generic LED Lighting |  | Standard | Non Dimmed | 4202870000100 | 287
288 | Generic | Generic LED Lighting |  | Standard | Non Dimmed | 4202880000100 | 288
289 | Generic | Generic LED Lighting |  | Standard | Non Dimmed | 4202890000100 | 289
290 | Generic | Generic LED Lighting |  | Standard | Non Dimmed | 4202900000100 | 290
291 | Generic | Generic LED Lighting |  | Standard | Non Dimmed | 4202910000100 | 291
292 | Generic | Generic LED Lighting |  | Standard | Non Dimmed | 4202920000100 | 292
293 | Generic | Generic LED Lighting |  | Standard | Non Dimmed | 4202930000100 | 293
294 | Generic | Generic LED Lighting |  | Standard | Non Dimmed | 4202940000100 | 294
295 | Generic | Generic LED Lighting |  | Standard | Non Dimmed | 4202950000100 | 295
296 | Generic | Generic LED Lighting |  | Standard | Non Dimmed | 4202960000100 | 296
297 | Generic | Generic LED Lighting |  | Standard | Non Dimmed | 4202970000100 | 297
298 | Generic | Generic LED Lighting |  | Standard | Non Dimmed | 4202980000100 | 298
299 | Generic | Generic LED Lighting |  | Standard | Non Dimmed | 4202990000100 | 299
300 | Generic | Generic LED Lighting |  | Standard | Non Dimmed | 4203000000100 | 300
301 | Generic | Generic LED Lighting |  | Standard | Non Dimmed | 4203010000100 | 301
302 | Generic | Generic LED Lighting |  | Standard | Non Dimmed | 4203020000100 | 302
303 | Generic | Generic LED Lighting |  | Standard | Non Dimmed | 4203030000100 | 303
304 | Generic | Generic LED Lighting |  | Standard | Non Dimmed | 4203040000100 | 304
305 | Generic | Generic LED Lighting |  | Standard | Non Dimmed | 4203050000100 | 305
306 | Generic | Generic LED Lighting |  | Standard | Non Dimmed | 4203060000100 | 306
307 | Generic | Generic LED Lighting |  | Standard | Non Dimmed | 4203070000100 | 307
308 | Generic | Generic LED Lighting |  | Standard | Non Dimmed | 4203080000100 | 308
309 | Generic | Generic LED Lighting |  | Standard | Non Dimmed | 4203090000100 | 309
310 | Generic | Generic LED Lighting |  | Standard | Non Dimmed | 4203100000100 | 310
311 | Generic | Generic LED Lighting |  | Standard | Non Dimmed | 4203110000100 | 311
312 | Generic | Generic LED Lighting |  | Standard | Non Dimmed | 4203120000100 | 312
313 | Generic | Generic LED Lighting |  | Standard | Non Dimmed | 4203130000100 | 313
314 | Generic | Generic LED Lighting |  | Standard | Non Dimmed | 4203140000100 | 314
315 | Generic | Generic LED Lighting |  | Standard | Non Dimmed | 4203150000100 | 315
316 | Generic | Generic LED Lighting |  | Standard | Non Dimmed | 4203160000100 | 316
317 | Generic | Generic LED Lighting |  | Standard | Non Dimmed | 4203170000100 | 317
318 | Generic | Generic LED Lighting |  | Standard | Non Dimmed | 4203180000100 | 318
319 | Generic | Generic LED Lighting |  | Standard | Non Dimmed | 4203190000100 | 319
320 | Generic | Generic LED Lighting |  | Standard | Non Dimmed | 4203200000100 | 320
321 | Generic | Generic LED Lighting |  | Standard | Non Dimmed | 4203210000100 | 321
322 | Generic | Generic LED Lighting |  | Standard | Non Dimmed | 4203220000100 | 322
323 | Generic | Generic LED Lighting |  | Standard | Non Dimmed | 4203230000100 | 323
324 | Generic | Generic LED Lighting |  | Standard | Non Dimmed | 4203240000100 | 324
325 | Generic | Generic LED Lighting |  | Standard | Non Dimmed | 4203250000100 | 325
326 | Generic | Generic LED Lighting |  | Standard | Non Dimmed | 4203260000100 | 326
327 | Generic | Generic LED Lighting |  | Standard | Non Dimmed | 4203270000100 | 327
328 | Generic | Generic LED Lighting |  | Standard | Non Dimmed | 4203280000100 | 328
329 | Generic | Generic LED Lighting |  | Standard | Non Dimmed | 4203290000100 | 329
330 | Generic | Generic LED Lighting |  | Standard | Non Dimmed | 4203300000100 | 330
331 | Generic | Generic LED Lighting |  | Standard | Non Dimmed | 4203310000100 | 331
332 | Generic | Generic LED Lighting |  | Standard | Non Dimmed | 4203320000100 | 332
333 | Generic | Generic LED Lighting |  | Standard | Non Dimmed | 4203330000100 | 333
334 | Generic | Generic LED Lighting |  | Standard | Non Dimmed | 4203340000100 | 334
335 | Generic | Generic LED Lighting |  | Standard | Non Dimmed | 4203350000100 | 335
336 | Generic | Generic LED Lighting |  | Standard | Non Dimmed | 4203360000100 | 336
337 | Generic | Generic LED Lighting |  | Standard | Non Dimmed | 4203370000100 | 337
338 | Generic | Generic LED Lighting |  | Standard | Non Dimmed | 4203380000100 | 338
339 | Generic | Generic LED Lighting |  | Standard | Non Dimmed | 4203390000100 | 339
340 | Generic | Generic LED Lighting |  | Standard | Non Dimmed | 4203400000100 | 340
341 | Generic | Generic LED Lighting |  | Standard | Non Dimmed | 4203410000100 | 341
342 | Generic | Generic LED Lighting |  | Standard | Non Dimmed | 4203420000100 | 342
343 | Generic | Generic LED Lighting |  | Standard | Non Dimmed | 4203430000100 | 343
344 | Generic | Generic LED Lighting |  | Standard | Non Dimmed | 4203440000100 | 344
345 | Generic | Generic LED Lighting |  | Standard | Non Dimmed | 4203450000100 | 345
346 | Generic | Generic LED Lighting |  | Standard | Non Dimmed | 4203460000100 | 346
347 | Generic | Generic LED Lighting |  | Standard | Non Dimmed | 4203470000100 | 347
348 | Generic | Generic LED Lighting |  | Standard | Non Dimmed | 4203480000100 | 348
349 | Generic | Generic LED Lighting |  | Standard | Non Dimmed | 4203490000100 | 349
350 | Generic | Generic LED Lighting |  | Standard | Non Dimmed | 4203500000100 | 350
351 | Generic | Generic LED Lighting |  | Standard | Non Dimmed | 4203510000100 | 351
352 | Generic | Generic LED Lighting |  | Standard | Non Dimmed | 4203520000100 | 352
353 | Generic | Generic LED Lighting |  | Standard | Non Dimmed | 4203530000100 | 353
354 | Generic | Generic LED Lighting |  | Standard | Non Dimmed | 4203540000100 | 354
355 | Generic | Generic LED Lighting |  | Standard | Non Dimmed | 4203550000100 | 355
356 | Generic | Generic LED Lighting |  | Standard | Non Dimmed | 4203560000100 | 356
357 | Generic | Generic LED Lighting |  | Standard | Non Dimmed | 4203570000100 | 357
358 | Generic | Generic LED Lighting |  | Standard | Non Dimmed | 4203580000100 | 358
359 | Generic | Generic LED Lighting |  | Standard | Non Dimmed | 4203590000100 | 359
360 | Generic | Generic LED Lighting |  | Standard | Non Dimmed | 4203600000100 | 360
361 | Generic | Generic LED Lighting |  | Standard | Non Dimmed | 4203610000100 | 361
362 | Generic | Generic LED Lighting |  | Standard | Non Dimmed | 4203620000100 | 362
363 | Generic | Generic LED Lighting |  | Standard | Non Dimmed | 4203630000100 | 363
364 | Generic | Generic LED Lighting |  | Standard | Non Dimmed | 4203640000100 | 364
365 | Generic | Generic LED Lighting |  | Standard | Non Dimmed | 4203650000100 | 365
366 | Generic | Generic LED Lighting |  | Standard | Non Dimmed | 4203660000100 | 366
367 | Generic | Generic LED Lighting |  | Standard | Non Dimmed | 4203670000100 | 367
368 | Generic | Generic LED Lighting |  | Standard | Non Dimmed | 4203680000100 | 368
369 | Generic | Generic LED Lighting |  | Standard | Non Dimmed | 4203690000100 | 369
370 | Generic | Generic LED Lighting |  | Standard | Non Dimmed | 4203700000100 | 370
371 | Generic | Generic LED Lighting |  | Standard | Non Dimmed | 4203710000100 | 371
372 | Generic | Generic LED Lighting |  | Standard | Non Dimmed | 4203720000100 | 372
373 | Generic | Generic LED Lighting |  | Standard | Non Dimmed | 4203730000100 | 373
374 | Generic | Generic LED Lighting |  | Standard | Non Dimmed | 4203740000100 | 374
375 | Generic | Generic LED Lighting |  | Standard | Non Dimmed | 4203750000100 | 375
376 | Generic | Generic LED Lighting |  | Standard | Non Dimmed | 4203760000100 | 376
377 | Generic | Generic LED Lighting |  | Standard | Non Dimmed | 4203770000100 | 377
378 | Generic | Generic LED Lighting |  | Standard | Non Dimmed | 4203780000100 | 378
379 | Generic | Generic LED Lighting |  | Standard | Non Dimmed | 4203790000100 | 379
380 | Generic | Generic LED Lighting |  | Standard | Non Dimmed | 4203800000100 | 380
381 | Generic | Generic LED Lighting |  | Standard | Non Dimmed | 4203810000100 | 381
382 | Generic | Generic LED Lighting |  | Standard | Non Dimmed | 4203820000100 | 382
383 | Generic | Generic LED Lighting |  | Standard | Non Dimmed | 4203830000100 | 383
384 | Generic | Generic LED Lighting |  | Standard | Non Dimmed | 4203840000100 | 384
385 | Generic | Generic LED Lighting |  | Standard | Non Dimmed | 4203850000100 | 385
386 | Generic | Generic LED Lighting |  | Standard | Non Dimmed | 4203860000100 | 386
387 | Generic | Generic LED Lighting |  | Standard | Non Dimmed | 4203870000100 | 387
388 | Generic | Generic LED Lighting |  | Standard | Non Dimmed | 4203880000100 | 388
389 | Generic | Generic LED Lighting |  | Standard | Non Dimmed | 4203890000100 | 389
390 | Generic | Generic LED Lighting |  | Standard | Non Dimmed | 4203900000100 | 390
391 | Generic | Generic LED Lighting |  | Standard | Non Dimmed | 4203910000100 | 391
392 | Generic | Generic LED Lighting |  | Standard | Non Dimmed | 4203920000100 | 392
393 | Generic | Generic LED Lighting |  | Standard | Non Dimmed | 4203930000100 | 393
394 | Generic | Generic LED Lighting |  | Standard | Non Dimmed | 4203940000100 | 394
395 | Generic | Generic LED Lighting |  | Standard | Non Dimmed | 4203950000100 | 395
396 | Generic | Generic LED Lighting |  | Standard | Non Dimmed | 4203960000100 | 396
397 | Generic | Generic LED Lighting |  | Standard | Non Dimmed | 4203970000100 | 397
398 | Generic | Generic LED Lighting |  | Standard | Non Dimmed | 4203980000100 | 398
399 | Generic | Generic LED Lighting |  | Standard | Non Dimmed | 4203990000100 | 399
400 | Generic | Generic LED Lighting |  | Standard | Non Dimmed | 4204000000100 | 400
401 | Generic | Generic LED Lighting |  | Standard | Non Dimmed | 4204010000100 | 401
402 | Generic | Generic LED Lighting |  | Standard | Non Dimmed | 4204020000100 | 402
403 | Generic | Generic LED Lighting |  | Standard | Non Dimmed | 4204030000100 | 403
404 | Generic | Generic LED Lighting |  | Standard | Non Dimmed | 4204040000100 | 404
405 | Generic | Generic LED Lighting |  | Standard | Non Dimmed | 4204050000100 | 405
406 | Generic | Generic LED Lighting |  | Standard | Non Dimmed | 4204060000100 | 406
407 | Generic | Generic LED Lighting |  | Standard | Non Dimmed | 4204070000100 | 407
408 | Generic | Generic LED Lighting |  | Standard | Non Dimmed | 4204080000100 | 408
409 | Generic | Generic LED Lighting |  | Standard | Non Dimmed | 4204090000100 | 409
410 | Generic | Generic LED Lighting |  | Standard | Non Dimmed | 4204100000100 | 410
411 | Generic | Generic LED Lighting |  | Standard | Non Dimmed | 4204110000100 | 411
412 | Generic | Generic LED Lighting |  | Standard | Non Dimmed | 4204120000100 | 412
413 | Generic | Generic LED Lighting |  | Standard | Non Dimmed | 4204130000100 | 413
414 | Generic | Generic LED Lighting |  | Standard | Non Dimmed | 4204140000100 | 414
415 | Generic | Generic LED Lighting |  | Standard | Non Dimmed | 4204150000100 | 415
416 | Generic | Generic LED Lighting |  | Standard | Non Dimmed | 4204160000100 | 416
417 | Generic | Generic LED Lighting |  | Standard | Non Dimmed | 4204170000100 | 417
418 | Generic | Generic LED Lighting |  | Standard | Non Dimmed | 4204180000100 | 418
419 | Generic | Generic LED Lighting |  | Standard | Non Dimmed | 4204190000100 | 419
420 | Generic | Generic LED Lighting |  | Standard | Non Dimmed | 4204200000100 | 420
421 | Generic | Generic LED Lighting |  | Standard | Non Dimmed | 4204210000100 | 421
422 | Generic | Generic LED Lighting |  | Standard | Non Dimmed | 4204220000100 | 422
423 | Generic | Generic LED Lighting |  | Standard | Non Dimmed | 4204230000100 | 423
424 | Generic | Generic LED Lighting |  | Standard | Non Dimmed | 4204240000100 | 424
425 | Generic | Generic LED Lighting |  | Standard | Non Dimmed | 4204250000100 | 425
426 | Generic | Generic LED Lighting |  | Standard | Non Dimmed | 4204260000100 | 426
427 | Generic | Generic LED Lighting |  | Standard | Non Dimmed | 4204270000100 | 427
428 | Generic | Generic LED Lighting |  | Standard | Non Dimmed | 4204280000100 | 428
429 | Generic | Generic LED Lighting |  | Standard | Non Dimmed | 4204290000100 | 429
430 | Generic | Generic LED Lighting |  | Standard | Non Dimmed | 4204300000100 | 430
431 | Generic | Generic LED Lighting |  | Standard | Non Dimmed | 4204310000100 | 431
432 | Generic | Generic LED Lighting |  | Standard | Non Dimmed | 4204320000100 | 432
433 | Generic | Generic LED Lighting |  | Standard | Non Dimmed | 4204330000100 | 433
434 | Generic | Generic LED Lighting |  | Standard | Non Dimmed | 4204340000100 | 434
435 | Generic | Generic LED Lighting |  | Standard | Non Dimmed | 4204350000100 | 435
436 | Generic | Generic LED Lighting |  | Standard | Non Dimmed | 4204360000100 | 436
437 | Generic | Generic LED Lighting |  | Standard | Non Dimmed | 4204370000100 | 437
438 | Generic | Generic LED Lighting |  | Standard | Non Dimmed | 4204380000100 | 438
439 | Generic | Generic LED Lighting |  | Standard | Non Dimmed | 4204390000100 | 439
440 | Generic | Generic LED Lighting |  | Standard | Non Dimmed | 4204400000100 | 440
441 | Generic | Generic LED Lighting |  | Standard | Non Dimmed | 4204410000100 | 441
442 | Generic | Generic LED Lighting |  | Standard | Non Dimmed | 4204420000100 | 442
443 | Generic | Generic LED Lighting |  | Standard | Non Dimmed | 4204430000100 | 443
444 | Generic | Generic LED Lighting |  | Standard | Non Dimmed | 4204440000100 | 444
445 | Generic | Generic LED Lighting |  | Standard | Non Dimmed | 4204450000100 | 445
446 | Generic | Generic LED Lighting |  | Standard | Non Dimmed | 4204460000100 | 446
447 | Generic | Generic LED Lighting |  | Standard | Non Dimmed | 4204470000100 | 447
448 | Generic | Generic LED Lighting |  | Standard | Non Dimmed | 4204480000100 | 448
449 | Generic | Generic LED Lighting |  | Standard | Non Dimmed | 4204490000100 | 449
450 | Generic | Generic LED Lighting |  | Standard | Non Dimmed | 4204500000100 | 450
451 | Generic | Generic LED Lighting |  | Standard | Non Dimmed | 4204510000100 | 451
452 | Generic | Generic LED Lighting |  | Standard | Non Dimmed | 4204520000100 | 452
453 | Generic | Generic LED Lighting |  | Standard | Non Dimmed | 4204530000100 | 453
454 | Generic | Generic LED Lighting |  | Standard | Non Dimmed | 4204540000100 | 454
455 | Generic | Generic LED Lighting |  | Standard | Non Dimmed | 4204550000100 | 455
456 | Generic | Generic LED Lighting |  | Standard | Non Dimmed | 4204560000100 | 456
457 | Generic | Generic LED Lighting |  | Standard | Non Dimmed | 4204570000100 | 457
458 | Generic | Generic LED Lighting |  | Standard | Non Dimmed | 4204580000100 | 458
459 | Generic | Generic LED Lighting |  | Standard | Non Dimmed | 4204590000100 | 459
460 | Generic | Generic LED Lighting |  | Standard | Non Dimmed | 4204600000100 | 460
461 | Generic | Generic LED Lighting |  | Standard | Non Dimmed | 4204610000100 | 461
462 | Generic | Generic LED Lighting |  | Standard | Non Dimmed | 4204620000100 | 462
463 | Generic | Generic LED Lighting |  | Standard | Non Dimmed | 4204630000100 | 463
464 | Generic | Generic LED Lighting |  | Standard | Non Dimmed | 4204640000100 | 464
465 | Generic | Generic LED Lighting |  | Standard | Non Dimmed | 4204650000100 | 465
466 | Generic | Generic LED Lighting |  | Standard | Non Dimmed | 4204660000100 | 466
467 | Generic | Generic LED Lighting |  | Standard | Non Dimmed | 4204670000100 | 467
468 | Generic | Generic LED Lighting |  | Standard | Non Dimmed | 4204680000100 | 468
469 | Generic | Generic LED Lighting |  | Standard | Non Dimmed | 4204690000100 | 469
470 | Generic | Generic LED Lighting |  | Standard | Non Dimmed | 4204700000100 | 470
471 | Generic | Generic LED Lighting |  | Standard | Non Dimmed | 4204710000100 | 471
472 | Generic | Generic LED Lighting |  | Standard | Non Dimmed | 4204720000100 | 472
473 | Generic | Generic LED Lighting |  | Standard | Non Dimmed | 4204730000100 | 473
474 | Generic | Generic LED Lighting |  | Standard | Non Dimmed | 4204740000100 | 474
475 | Generic | Generic LED Lighting |  | Standard | Non Dimmed | 4204750000100 | 475
476 | Generic | Generic LED Lighting |  | Standard | Non Dimmed | 4204760000100 | 476
477 | Generic | Generic LED Lighting |  | Standard | Non Dimmed | 4204770000100 | 477
478 | Generic | Generic LED Lighting |  | Standard | Non Dimmed | 4204780000100 | 478
479 | Generic | Generic LED Lighting |  | Standard | Non Dimmed | 4204790000100 | 479
480 | Generic | Generic LED Lighting |  | Standard | Non Dimmed | 4204800000100 | 480
481 | Generic | Generic LED Lighting |  | Standard | Non Dimmed | 4204810000100 | 481
482 | Generic | Generic LED Lighting |  | Standard | Non Dimmed | 4204820000100 | 482
483 | Generic | Generic LED Lighting |  | Standard | Non Dimmed | 4204830000100 | 483
484 | Generic | Generic LED Lighting |  | Standard | Non Dimmed | 4204840000100 | 484
485 | Generic | Generic LED Lighting |  | Standard | Non Dimmed | 4204850000100 | 485
486 | Generic | Generic LED Lighting |  | Standard | Non Dimmed | 4204860000100 | 486
487 | Generic | Generic LED Lighting |  | Standard | Non Dimmed | 4204870000100 | 487
488 | Generic | Generic LED Lighting |  | Standard | Non Dimmed | 4204880000100 | 488
489 | Generic | Generic LED Lighting |  | Standard | Non Dimmed | 4204890000100 | 489
490 | Generic | Generic LED Lighting |  | Standard | Non Dimmed | 4204900000100 | 490
491 | Generic | Generic LED Lighting |  | Standard | Non Dimmed | 4204910000100 | 491
492 | Generic | Generic LED Lighting |  | Standard | Non Dimmed | 4204920000100 | 492
493 | Generic | Generic LED Lighting |  | Standard | Non Dimmed | 4204930000100 | 493
494 | Generic | Generic LED Lighting |  | Standard | Non Dimmed | 4204940000100 | 494
495 | Generic | Generic LED Lighting |  | Standard | Non Dimmed | 4204950000100 | 495
496 | Generic | Generic LED Lighting |  | Standard | Non Dimmed | 4204960000100 | 496
497 | Generic | Generic LED Lighting |  | Standard | Non Dimmed | 4204970000100 | 497
498 | Generic | Generic LED Lighting |  | Standard | Non Dimmed | 4204980000100 | 498
499 | Generic | Generic LED Lighting |  | Standard | Non Dimmed | 4204990000100 | 499
500 | Generic | Generic LED Lighting |  | Standard | Non Dimmed | 4205000000100 | 500
6 | One2See Signs Ltd | Luminescent | Traffic Sign | AC600LV See@Night 600mm Dia Circular Sign/LV Driver | Non Dimmed | 4500060000100 | 6
12 | One2See Signs Ltd | Luminescent | Traffic Sign | AC300 See@Night 300mm Dia Circular Sign | Non Dimmed | 4500120000100 | 11
18 | One2See Signs Ltd | Luminescent | Traffic Sign | R3045 See@Night Rectangular Sign | Non Dimmed | 4500180000100 | 18
20 | One2See Signs Ltd | Luminescent | Traffic Sign | AC600 See@Night 600mm Dia Circular Sign | Non Dimmed | 4500200000100 | 20
22 | One2See Signs Ltd | Luminescent | Traffic Sign | BT600 See@Night 600mm Triangular Sign | Non Dimmed | 4500220000100 | 22
32 | One2See Signs Ltd | Luminescent | Traffic Sign | AC750 See@Night 750mm Dia Circular Sign | Non Dimmed | 4500320000100 | 32
34 | One2See Signs Ltd | Luminescent | Traffic Sign | BT750 See@Night 750mm Triangular Sign | Non Dimmed | 4500340000100 | 34
35 | Osram | Electronic Ballast |  | OSRAM HCI-E/P 35W/WDL/ SYLVANIA SHP-S 35W/CO | Non Dimmed | 5000350000100 | 44
45 | Harvard Engineering | Electronic Ballast | SON HPI (MBI) | HPIDD45-240-C-CC-CS-LN HPIDD45-240-C-CC-CS-WM HPIDD45-240-B-CC-CS | Non Dimmed | 5000450000100 | 49
45 | Harvard Engineering | Electronic Ballast | CPO | Harvard Engineering PLC Part Night Ballast HPIDD45-240-B-CC-CS-PN (Dimmed 75% Circuit Watts) | Single Stage Dimming | 5000450001075 | 48
45 | Zodion | Electronic Ballast | SON HPI (MBI) | Zodion ZEBC45 (50% Lux) (Dimmed 76% Circuit Watts) | Single Stage Dimming | 5000450001076 | 49
45 | Zodion | Electronic Ballast | SON HPI (MBI) | Zodion ZEBC45 (75% Lux) (Dimmed 88% Circuit Watts) | Single Stage Dimming | 5000450001088 | 49
45 | Zodion | Electronic Ballast | SON HPI (MBI) | Zodion ZEBC45 | Non Dimmed | 5000450001100 | 49
45 | Venture Lighting | Electronic Ballast | SON SON/T HPI (MBI) CPO | VP45SSB255 (75% Dimmed Circuit Watts) | Single Stage Dimming | 5000450002075 | 48
50 | Harvard Engineering | Electronic Ballast | SON HPI (MBI) | HPIDD50-240-C-CC-L, HPIDD50-240-C-CC-WM HPIDD50-240-B-CC CPE50-240-B-CC | Non Dimmed | 5000500000100 | 54
50 | Harvard Engineering | Electronic Ballast | SON HPI (MBI) | Harvard Engineering PLC Part Night Ballast HPIDD50-240-B-CC-PN (Dimmed 70% Circuit Watts) | Single Stage Dimming | 5000500001070 | 53
50 | CELTronic (Charles Endirect Ltd) | Electronic Ballast | SON NAV-E | Eltam EHID MidNight 50W IP20 801.050.50/802.050.50 IP65 871.050.50/872.050.50 (Dimmed at 58% Circuit Watts) | Single Stage Dimming | 5000500002058 | 53
50 | CELTronic (Charles Endirect Ltd) | Electronic Ballast | SON NAV-E | Eltam EHID MidNight 50W IP20 801.050.55/802.050.55 IP65 871.050.55/872.050.55 (Dimmed at 62% Circuit Watts) | Single Stage Dimming | 5000500002062 | 53
50 | CELTronic (Charles Endirect Ltd) | Electronic Ballast | SON NAV-E | Eltam EHID MidNight 50W IP20 801.050.60/802.050.60 IP65 871.050.60/872.050.60 (Dimmed at 66% Circuit Watts) | Single Stage Dimming | 5000500002066 | 53
50 | CELTronic (Charles Endirect Ltd) | Electronic Ballast | SON NAV-E | Eltam EHID MidNight 50W IP20 801.050.65/802.050.65 IP65 871.050.65/872.050.65 (Dimmed at 70% Circuit Watts) | Single Stage Dimming | 5000500002070 | 53
50 | CELTronic (Charles Endirect Ltd) | Electronic Ballast | SON NAV-E | Eltam EHID MidNight 50W IP20 801.050.70/802.050.70 IP65 871.050.70/872.050.70 (Dimmed at 74% Circuit Watts) | Single Stage Dimming | 5000500002074 | 53
50 | CELTronic (Charles Endirect Ltd) | Electronic Ballast | SON NAV-E | Eltam EHID MidNight 50W IP20 801.050.75/802.050.75 IP65 871.050.75/872.050.75 (Dimmed at 77% Circuit Watts) | Single Stage Dimming | 5000500002077 | 53
50 | CELTronic (Charles Endirect Ltd) | Electronic Ballast | SON NAV-E | Eltam EHID MidNight 50W IP20 801.050.80/802.050.80 IP65 871.050.80/872.050.80 (Dimmed at 83% Circuit Watts) | Single Stage Dimming | 5000500002083 | 53
50 | CELTronic (Charles Endirect Ltd) | Electronic Ballast | SON NAV-E | Eltam EHID MidNight 50W IP20 801.050.85/802.050.85 IP65 871.050.85/872.050.085 (Dimmed at 87% Circuit Watts) | Single Stage Dimming | 5000500002087 | 53
50 | CELTronic (Charles Endirect Ltd) | Electronic Ballast | SON NAV-E | Eltam EHID MidNight 50W IP20 801.050.90/802.050.90 IP65 871.050.90/872.050.90 (Dimmed at 91% Circuit Watts) | Single Stage Dimming | 5000500002091 | 53
50 | CELTronic (Charles Endirect Ltd) | Electronic Ballast | SON NAV-E | Eltam EHID MidNight 50W IP20 801.050.095/802.050.095 IP65 871.050.095/872.050.095 (Dimmed at 94% Circuit Watts) | Single Stage Dimming | 5000500002094 | 53
50 | CELTronic (Charles Endirect Ltd) | Electronic Ballast | SON NAV-E | Eltam EHID MidNight 50W IP20 801.050.00/802.050.00 IP65 871.050.00/872.050.00 (Full Circuit Watts) | Non Dimmed | 5000500002100 | 53
50 | SELC Ireland | Electronic Ballast | SON/CDO-TT | SELC 6000 50W (65% Dimmed Circuit Watts) | Single Stage Dimming | 5000500003065 | 55
50 | SELC Ireland | Electronic Ballast | SON/CDO-TT | SELC 6000 50W (73% Dimmed Circuit Watts) | Single Stage Dimming | 5000500003073 | 55
50 | SELC Ireland | Electronic Ballast | SON/CDO-TT | SELC 6000 50W (76% Dimmed Circuit Watts) | Single Stage Dimming | 5000500003076 | 55
50 | SELC Ireland | Electronic Ballast | SON/CDO-TT | SELC 6000 50W (80% Dimmed Circuit Watts) | Single Stage Dimming | 5000500003080 | 55
50 | SELC Ireland | Electronic Ballast | SON/CDO-TT | SELC 6000 50W (89% Dimmed Circuit Watts) | Single Stage Dimming | 5000500003089 | 55
50 | SELC Ireland | Electronic Ballast | SON/CDO-TT | SELC 6000 50W (95% Dimmed Circuit Watts) | Single Stage Dimming | 5000500003095 | 55
50 | SELC Ireland | Electronic Ballast | SON/CDO-TT | SELC 6000 50W | Non Dimmed | 5000500003100 | 55
50 | Osram | Electronic Ballast |  | HCI-TT 50W/WDL/ NAV-T 50W SUPER 4Y (67% Dimmed Circuit Watts) | Single Stage Dimming | 5000500004067 | 56
50 | Osram | Electronic Ballast |  | HCI-TT 50W/WDL/ NAV-T 50W SUPER 4Y (71% Dimmed Circuit Watts) | Single Stage Dimming | 5000500004071 | 56
50 | Osram | Electronic Ballast |  | HCI-TT 50W/WDL/ NAV-T 50W SUPER 4Y (76% Dimmed Circuit Watts) | Single Stage Dimming | 5000500004076 | 56
50 | Osram | Electronic Ballast |  | HCI-TT 50W/WDL/ NAV-T 50W SUPER 4Y (80% Dimmed Circuit Watts) | Single Stage Dimming | 5000500004080 | 56
50 | Osram | Electronic Ballast |  | HCI-TT 50W/WDL/ NAV-T 50W SUPER 4Y (89% Dimmed Circuit Watts) | Single Stage Dimming | 5000500004089 | 56
50 | Osram | Electronic Ballast |  | HCI-TT 50W/WDL/ NAV-T 50W SUPER 4Y (100% circuit watts) | Non Dimmed | 5000500004100 | 56
50 | Venture Lighting | Electronic Ballast | SON, MBI, CDO | VYB050PN1 (73% Dimmed circuit watts) VYB050255 (product code for full power charge code previously given) | Single Stage Dimming | 5000500005073 | 56
50 | Venture Lighting | Electronic Ballast | SON, MBI, CDO | VYB050255 | Non Dimmed | 5000500005100 | 56
50 | SELC Ireland | Electronic Ballast | SON/CDO-TT | SELC 6000 50W (Dimmed to 82% of 80% Reduced Operation Circuit Watts, or 65% of Full Operation Circuit Watts ) | Single Stage Dimming | 5000500006082 | 44
50 | SELC Ireland | Electronic Ballast | SON/CDO-TT | SELC 6000 50W (Reduced Operation - 80% Circuit Watts) | Non Dimmed | 5000500006100 | 44
50 | SELC Ireland | Electronic Ballast | SON, MH | SELC Smart Star 50w Smart Ballast @ (49% Circuit Watts - 30 Lumen level) | Single Stage Dimming | 5000500007049 | 56
50 | SELC Ireland | Electronic Ballast | SON, MH | SELC Smart Star 50w Smart Ballast @ (50% Circuit Watts - 35 to 40 Lumen level) | Single Stage Dimming | 5000500007050 | 56
50 | SELC Ireland | Electronic Ballast | SON, MH | SELC Smart Star 50w Smart Ballast @ (53% Circuit Watts - 45 Lumen level) | Single Stage Dimming | 5000500007053 | 56
50 | SELC Ireland | Electronic Ballast | SON, MH | SELC Smart Star 50w Smart Ballast @ (54% Circuit Watts - 50 Lumen level) | Single Stage Dimming | 5000500007054 | 56
50 | SELC Ireland | Electronic Ballast | SON, MH | SELC Smart Star 50w Smart Ballast @ (56% Circuit Watts - 55 Lumen level) | Single Stage Dimming | 5000500007056 | 56
50 | SELC Ireland | Electronic Ballast | SON, MH | SELC Smart Star 50w Smart Ballast @ (61% Circuit Watts - 60 Lumen level) | Single Stage Dimming | 5000500007061 | 56
50 | SELC Ireland | Electronic Ballast | SON, MH | SELC Smart Star 50w Smart Ballast @ (64% Circuit Watts - 65 Lumen level) | Single Stage Dimming | 5000500007064 | 56
50 | SELC Ireland | Electronic Ballast | SON, MH | SELC Smart Star 50w Smart Ballast @ (70% Circuit Watts - 70 Lumen level) | Single Stage Dimming | 5000500007070 | 56
50 | SELC Ireland | Electronic Ballast | SON, MH | SELC Smart Star 50w Smart Ballast @ (75% Circuit Watts - 75 Lumen level) | Single Stage Dimming | 5000500007075 | 56
50 | SELC Ireland | Electronic Ballast | SON, MH | SELC Smart Star 50w Smart Ballast @ (76% Circuit Watts - 80 Lumen level) | Single Stage Dimming | 5000500007076 | 56
50 | SELC Ireland | Electronic Ballast | SON, MH | SELC Smart Star 50w Smart Ballast @ (83% Circuit Watts - 85 Lumen level) | Single Stage Dimming | 5000500007083 | 56
50 | SELC Ireland | Electronic Ballast | SON, MH | SELC Smart Star 50w Smart Ballast @ (87% Circuit Watts - 90 Lumen level) | Single Stage Dimming | 5000500007087 | 56
50 | SELC Ireland | Electronic Ballast | SON, MH | SELC Smart Star 50w Smart Ballast @ (93% Circuit Watts - 95 Lumen level) | Single Stage Dimming | 5000500007093 | 56
50 | SELC Ireland | Electronic Ballast | SON, MH | SELC Smart Star 50w Smart Ballast (Full power) | Non Dimmed | 5000500007100 | 56
50 | Zodion | Electronic Ballast | SON HPI (MBI) | Zodion ZEBC 50 (50% Lux) (Dimmed 70% Circuit Watts) | Single Stage Dimming | 5000500008070 | 54
50 | Zodion | Electronic Ballast | SON HPI (MBI) | Zodion ZEBC 50 (75% Lux) (Dimmed 87% Circuit Watts) | Single Stage Dimming | 5000500008087 | 54
50 | Zodion | Electronic Ballast | SON HPI (MBI) | Zodion ZEBC 50 | Non Dimmed | 5000500008100 | 54
50 | Venture Lighting | Electronic Ballast | SON HPI (MBI) | V50MSB255 V50MSC255 | Non Dimmed | 5000500009100 | 54
50 | Lucy Zodion Ltd | Electronic Ballast | SON HPI (MBI) | Zodion ZEBC 50 (50% Lux) (Reduced Operation 70% Circuit Watts) | Non Dimmed | 5000500010100 | 38
60 | Harvard Engineering | Electronic Ballast | CPO | HPIDD60-240-C-CC-CS-LN HPIDD60-240-C-CC-CS-WM HPIDD60-240-B-CC-CS | Non Dimmed | 5000600001100 | 66
60 | Zodion | Electronic Ballast | SON HPI (MBI) | Zodion ZEBC 60 (50% Lux) (Dimmed 68% Circuit Watts) | Single Stage Dimming | 5000600002068 | 66
60 | Harvard Engineering | Electronic Ballast | SON HPI (MBI) | Harvard Engineering PLC Part Night Ballast HPIDD60-240-B-CC-CS-PN (Dimmed 69% Circuit Watts) | Single Stage Dimming | 5000600002069 | 65
60 | Zodion | Electronic Ballast | SON HPI (MBI) | Zodion ZEBC 60 (75% Lux) (Dimmed 82% Circuit Watts) | Single Stage Dimming | 5000600002082 | 66
60 | Zodion | Electronic Ballast | SON HPI (MBI) | Zodion ZEBC 60 | Non Dimmed | 5000600002100 | 66
60 | Venture Lighting | Electronic Ballast | SON HPI (MBI) CPO | VP60SSB255 | Non Dimmed | 5000600003100 | 66
70 | Tyco Electronics UK Ltd | Electronic Ballast | SON HPI (MBI) | LumaWise Dimmable 70 Watt Electronic Ballast | Non Dimmed | 5000700000100 | 81
70 | Harvard Engineering | Electronic Ballast | SON HPI (MBI) | HPIDD70-240-C-CC-LN HPIDD70-240-C-CC-WM HPIDD70-240-B-CC | Non Dimmed | 5000700001100 | 78
70 | AZO Digital SP.Z.O.O | Electronic Ballast | SON HPI (MBI) | Smart Lamp 70 W (Dimmed 50% Circuit Watts) | Single Stage Dimming | 5000700002050 | 71
70 | AZO Digital SP.Z.O.O | Electronic Ballast | SON HPI (MBI) | Smart Lamp 70 W (Dimmed 60% Circuit Watts) | Single Stage Dimming | 5000700002060 | 71
70 | AZO Digital SP.Z.O.O | Electronic Ballast | SON HPI (MBI) | Smart Lamp 70 W (Dimmed 70% Circuit Watts) | Single Stage Dimming | 5000700002070 | 71
70 | AZO Digital SP.Z.O.O | Electronic Ballast | SON HPI (MBI) | Smart Lamp 70 W (Dimmed 80% Circuit Watts) | Single Stage Dimming | 5000700002080 | 71
70 | AZO Digital SP.Z.O.O | Electronic Ballast | SON HPI (MBI) | Smart Lamp 70 W (Dimmed 90% Circuit Watts) | Single Stage Dimming | 5000700002090 | 71
70 | AZO Digital SP.Z.O.O | Electronic Ballast | SON HPI (MBI) | Smart Lamp 70 W (Full circuit Watts) | Non Dimmed | 5000700002100 | 71
70 | Harvard Engineering | Electronic Ballast | SON HPI (MBI) | Harvard Engineering PLC Part Night Ballast HPIDD70-240-B-CC-PN (Dimmed 83% Circuit Watts) | Single Stage Dimming | 5000700003083 | 78
70 | Harvard Engineering | Electronic Ballast | SON HPI (MBI) | Harvard Engineering PLC Ballast HPIDD70-240-B-CC-PN | Non Dimmed | 5000700003100 | 78
70 | CELTronic (Charles Endirect Ltd) | Electronic Ballast |  | Eltam EHID MidNight 70W IP20 801.075.50/802.075.50 IP65 871.075.50/872.075.50 (Dimmed 57% Circuit Watts) | Single Stage Dimming | 5000700004057 | 76
70 | CELTronic (Charles Endirect Ltd) | Electronic Ballast |  | Eltam EHID MidNight 70W IP20 801.075.55/802.075.55 IP65 871.075.55/872.075.55 (Dimmed 61% Circuit Watts) | Single Stage Dimming | 5000700004061 | 76
70 | CELTronic (Charles Endirect Ltd) | Electronic Ballast |  | Eltam EHID MidNight 70W IP20 801.075.60/802.075.60 IP65 871.075.60/872.075.60 (Dimmed 66% Circuit Watts) | Single Stage Dimming | 5000700004066 | 76
70 | CELTronic (Charles Endirect Ltd) | Electronic Ballast |  | Eltam EHID MidNight 70W IP20 801.075.65/802.075.65 IP65 871.075.65/872.075.65 (Dimmed 70% Circuit Watts) | Single Stage Dimming | 5000700004070 | 76
70 | CELTronic (Charles Endirect Ltd) | Electronic Ballast |  | Eltam EHID MidNight 70W IP20 801.075.70/802.075.70 IP65 871.075.70/872.075.70 (Dimmed 74% Circuit Watts) | Single Stage Dimming | 5000700004074 | 76
70 | CELTronic (Charles Endirect Ltd) | Electronic Ballast |  | Eltam EHID MidNight 70W IP20 801.075.75/802.075.75 IP65 871.075.75/872.075.75 (Dimmed 78% Circuit Watts) | Single Stage Dimming | 5000700004079 | 76
70 | CELTronic (Charles Endirect Ltd) | Electronic Ballast |  | Eltam EHID MidNight 70W IP20 801.075.80/802.075.80 IP65 871.075.80/872.075.80 (Dimmed 83% Circuit Watts) | Single Stage Dimming | 5000700004083 | 76
70 | CELTronic (Charles Endirect Ltd) | Electronic Ballast |  | Eltam EHID MidNight 70W IP20 801.075.85/802.075.85 IP65 871.075.85/872.075.85 (Dimmed 87% Circuit Watts) | Single Stage Dimming | 5000700004087 | 76
70 | CELTronic (Charles Endirect Ltd) | Electronic Ballast |  | Eltam EHID MidNight 70W IP20 801.075.90/802.075.90 IP65 871.075.90/872.075.90 (Dimmed 91% Circuit Watts) | Single Stage Dimming | 5000700004091 | 76
70 | CELTronic (Charles Endirect Ltd) | Electronic Ballast |  | Eltam EHID MidNight 70W IP20 801.075.095/802.075.095 IP65 871.075.095/872.075.095 (Dimmed 95% Circuit Watts) | Single Stage Dimming | 5000700004095 | 76
70 | CELTronic (Charles Endirect Ltd) | Electronic Ballast |  | Eltam EHID MidNight 70W IP20 801.075.00/802.075.00 IP65 871.075.00/872.075.00 (Full Circuit Watts) | Non Dimmed | 5000700004100 | 76
70 | SELC Ireland | Electronic Ballast | SELC 6000 70W Smart Ballast @ 60% | SELC 6000 70W Smart Ballast @ 60% | Single Stage Dimming | 5000700005060 | 77
70 | SELC Ireland | Electronic Ballast | SELC 6000 70W Smart Ballast @ 70% | SELC 6000 70W Smart Ballast @ 70% | Single Stage Dimming | 5000700005070 | 77
70 | SELC Ireland | Electronic Ballast | SELC 6000 70W Smart Ballast @ 80% | SELC 6000 70W Smart Ballast @ 80% | Single Stage Dimming | 5000700005080 | 77
70 | SELC Ireland | Electronic Ballast | SELC 6000 70W Smart Ballast @ 90% | SELC 6000 70W Smart Ballast @ 90% | Single Stage Dimming | 5000700005090 | 77
70 | SELC Ireland | Electronic Ballast | SELC 6000 70W Smart Ballast @ 100% | SELC 6000 70W Smart Ballast @ 100% | Non Dimmed | 5000700005100 | 77
70 | Osram | Electronic Ballast |  | HCI-TT 70W/WDL /OSRAM (67% Dimmed Circuit Watts) | Single Stage Dimming | 5000700006067 | 79
70 | Osram | Electronic Ballast |  | HCI-TT 70W/WDL /OSRAM (70% Dimmed Circuit Watts) | Single Stage Dimming | 5000700006070 | 79
70 | Osram | Electronic Ballast |  | HCI-TT 70W/WDL /OSRAM (75% Dimmed Circuit Watts) | Single Stage Dimming | 5000700006075 | 79
70 | Osram | Electronic Ballast |  | HCI-TT 70W/WDL /OSRAM (80% Dimmed Circuit Watts) | Single Stage Dimming | 5000700006080 | 79
70 | Osram | Electronic Ballast |  | HCI-TT 70W/WDL /OSRAM (90% Dimmed Circuit Watts) | Single Stage Dimming | 5000700006090 | 79
70 | Osram | Electronic Ballast |  | HCI-TT 70W/WDL /OSRAM (100% Circuit Watts) | Non Dimmed | 5000700006100 | 79
70 | Harvard Engineering | Electronic Ballast | SON, CMH | HPIDD70-240-B-CC Ballast (Dimmed 69% Circuit Watts) | Single Stage Dimming | 5000700007069 | 78
70 | Harvard Engineering | Electronic Ballast | SON, CMH | HPIDD70-240-B-CC Ballast (Dimmed 85% Circuit Watts) | Single Stage Dimming | 5000700007085 | 78
70 | Harvard Engineering | Electronic Ballast | SON, CMH | HPIDD70-240-B-CC Ballast (Full Power) | Non Dimmed | 5000700007100 | 78
70 | Harvard Engineering | Electronic Ballast | SON HPI (MBI) | Harvard Engineering PLC Part Night Ballast HPIDD70-240-B-CC-PN (Dimmed 70% Circuit Watts) | Single Stage Dimming | 5000700008070 | 78
70 | Venture Lighting | Electronic Ballast | SON HPI (MBI) | V70SSB255-PN | Single Stage Dimming | 5000700009070 | 78
70 | Venture Lighting | Electronic Ballast | SON, MBI, CDO | VYB070PN1 (71% Dimmed circuit watts) VYB070255 (product code for full power charge code previously given) | Single Stage Dimming | 5000700009071 | 75
70 | Venture Lighting | Electronic Ballast | SON HPI (MBI) | V70SSB255-WiMAC | Non Dimmed | 5000700009100 | 78
70 | Venture Lighting | Electronic Ballast | SON, MBI, CDO | VYB070255 | Non Dimmed | 5000700010100 | 75
70 | SELC Ireland | Electronic Ballast | SON, MH | SELC Smart Star 70w Smart Ballast @ (40% Circuit Watts - 30 Lumen level) | Single Stage Dimming | 5000700011040 | 76
70 | SELC Ireland | Electronic Ballast | SON, MH | SELC Smart Star 70w Smart Ballast @ (42% Circuit Watts - 35 Lumen level) | Single Stage Dimming | 5000700011042 | 76
70 | SELC Ireland | Electronic Ballast | SON, MH | SELC Smart Star 70w Smart Ballast @ (49% Circuit Watts - 40 Lumen level) | Single Stage Dimming | 5000700011049 | 76
70 | SELC Ireland | Electronic Ballast | SON, MH | SELC Smart Star 70w Smart Ballast @ (50% Circuit Watts - 45 Lumen level) | Single Stage Dimming | 5000700011050 | 76
70 | SELC Ireland | Electronic Ballast | SON, MH | SELC Smart Star 70w Smart Ballast @ (56% Circuit Watts - 50 Lumen level) | Single Stage Dimming | 5000700011056 | 76
70 | SELC Ireland | Electronic Ballast | SON, MH | SELC Smart Star 70w Smart Ballast @ (59% Circuit Watts - 55 Lumen level) | Single Stage Dimming | 5000700011059 | 76
70 | SELC Ireland | Electronic Ballast | SON, MH | SELC Smart Star 70w Smart Ballast @ (63% Circuit Watts - 60 Lumen level) | Single Stage Dimming | 5000700011063 | 76
70 | SELC Ireland | Electronic Ballast | SON, MH | SELC Smart Star 70w Smart Ballast @ (67% Circuit Watts - 65 Lumen level) | Single Stage Dimming | 5000700011067 | 76
70 | SELC Ireland | Electronic Ballast | SON, MH | SELC Smart Star 70w Smart Ballast @ (72% Circuit Watts - 70 Lumen level) | Single Stage Dimming | 5000700011072 | 76
70 | SELC Ireland | Electronic Ballast | SON, MH | SELC Smart Star 70w Smart Ballast @ (77% Circuit Watts - 75 Lumen level) | Single Stage Dimming | 5000700011077 | 76
70 | SELC Ireland | Electronic Ballast | SON, MH | SELC Smart Star 70w Smart Ballast @ (80% Circuit Watts - 80 Lumen level) | Single Stage Dimming | 5000700011080 | 76
70 | SELC Ireland | Electronic Ballast | SON, MH | SELC Smart Star 70w Smart Ballast @ (84% Circuit Watts - 85 Lumen level) | Single Stage Dimming | 5000700011084 | 76
70 | SELC Ireland | Electronic Ballast | SON, MH | SELC Smart Star 70w Smart Ballast @ (88% Circuit Watts - 90 Lumen level) | Single Stage Dimming | 5000700011088 | 76
70 | SELC Ireland | Electronic Ballast | SON, MH | SELC Smart Star 70w Smart Ballast @ (95% Circuit Watts - 95 Lumen level) | Single Stage Dimming | 5000700011095 | 76
70 | SELC Ireland | Electronic Ballast | SON, MH | SELC Smart Star 70w Smart Ballast (Full power) | Non Dimmed | 5000700011100 | 76
70 | Zodion | Electronic Ballast | SON HPI (MBI) | Zodion ZEBC 70 (50% Lux) (Dimmed 71% Circuit Watts) | Single Stage Dimming | 5000700012071 | 78
70 | Zodion | Electronic Ballast | SON HPI (MBI) | Zodion ZEBC 70 (75% Lux) (Dimmed 87% Circuit Watts) | Single Stage Dimming | 5000700012087 | 78
70 | Zodion | Electronic Ballast | SON HPI (MBI) | Zodion ZEBC 70 | Non Dimmed | 5000700012100 | 78
70 | Lucy Zodion Ltd | Electronic Ballast | SON HPI (MBI) | Zodion ZEBC 70 (50% Lux) (Reduced Operation 71% Circuit Watts) | Non Dimmed | 5000700013100 | 55
90 | Harvard Engineering | Electronic Ballast | CPO | Harvard Engineering PLC Part Night Ballast HPIDD90-240-B-CC-CS-PN (Dimmed 67% Circuit Watts) | Single Stage Dimming | 5000900000067 | 97
90 | Harvard Engineering | Electronic Ballast | CPO | HPIDD90-240-C-CC-CS-LN HPIDD90-240-C-CC-CS-WM HPIDD90-240-B-CC-CS | Non Dimmed | 5000900000100 | 97
90 | Harvard Engineering | Electronic Ballast | CPO | Harvard Engineering PLC Part Night Ballast HPIDD90-240-B-CC-CS-PN (Dimmed 67% Circuit Watts) | Single Stage Dimming | 5000900001067 | 97
90 | Philips Lighting | Electronic Ballast | 90w CosmoPolis Extreme Electronic ballast | HID-PV Xtreme 90S CPO-TW | Non Dimmed | 5000900002100 | 96
90 | Zodion | Electronic Ballast | SON HPI (MBI) | Zodion ZEBC 90 (50% Lux) (Dimmed 67% Circuit Watts) | Single Stage Dimming | 5000900003067 | 97
90 | Zodion | Electronic Ballast | SON HPI (MBI) | Zodion ZEBC 90 (75% Lux) (Dimmed 85% Circuit Watts) | Single Stage Dimming | 5000900003085 | 97
90 | Zodion | Electronic Ballast | SON HPI (MBI) | Zodion ZEBC 90 | Non Dimmed | 5000900003100 | 97
90 | Venture Lighting | Electronic Ballast | SON HPI (MBI) CPO | VP90SSB255 | Non Dimmed | 5000900004100 | 97
90 | Philips Lighting | Electronic Ballast | 90w CosmoPolis Extreme Electronic ballast | HID-PV Xtreme 90S CPO-TW | Non Dimmed | 5000903000100 | 96
100 | AZO Digital SP.Z.O.O | Electronic Ballast |  | Smart Lamp 100 W (Dimmed 50% Circuit Watts) | Single Stage Dimming | 5000980000050 | 98
100 | AZO Digital SP.Z.O.O | Electronic Ballast |  | Smart Lamp 100 W (Dimmed 60% Circuit Watts) | Single Stage Dimming | 5000980000060 | 98
100 | AZO Digital SP.Z.O.O | Electronic Ballast |  | Smart Lamp 100 W (Dimmed 70% Circuit Watts) | Single Stage Dimming | 5000980000070 | 98
100 | AZO Digital SP.Z.O.O | Electronic Ballast |  | Smart Lamp 100 W (77% Dimmed circuit Watts) | Single Stage Dimming | 5000980000077 | 98
100 | AZO Digital SP.Z.O.O | Electronic Ballast |  | Smart Lamp 100 W (Dimmed 81% Circuit Watts) | Single Stage Dimming | 5000980000081 | 98
100 | AZO Digital SP.Z.O.O | Electronic Ballast |  | Smart Lamp 100 W (Dimmed 91% Circuit Watts) | Single Stage Dimming | 5000980000091 | 98
100 | AZO Digital SP.Z.O.O | Electronic Ballast |  | Smart Lamp 100 W (Full circuit Watts) | Non Dimmed | 5000980000100 | 98
100 | Tyco Electronics UK Ltd | Electronic Ballast | SON HPI (MBI) | LumaWise Dimmable 100 Watt Electronic Ballast (Dimmed 65% Circuit Watts) | Single Stage Dimming | 5001000000065 | 113
100 | Tyco Electronics UK Ltd | Electronic Ballast | SON HPI (MBI) | LumaWise Dimmable 100 Watt Electronic Ballast | Non Dimmed | 5001000000100 | 113
100 | Harvard Engineering | Electronic Ballast | SON HPI (MBI) | HPIDD100-240-C-CC-LN HPIDD100-240-C-CC-WM HPIDD100-240-B-CC | Non Dimmed | 5001000001100 | 107
100 | Tyco Electronics UK Ltd | Electronic Ballast | SON HPI (MBI) | LumaWiseCMH & HPS 100W Dimmable Electronic Ballast (Dimmed at 35% Circuit Watts) | Single Stage Dimming | 5001000002035 | 111
100 | Tyco Electronics UK Ltd | Electronic Ballast | SON HPI (MBI) | LumaWiseCMH & HPS 100W Dimmable Electronic Ballast (Dimmed at 42% Circuit Watts) | Single Stage Dimming | 5001000002042 | 111
100 | Tyco Electronics UK Ltd | Electronic Ballast | SON HPI (MBI) | LumaWise CMH & HPS 100W Dimmable Electronic Ballast (Dimmed at 63% Circuit Watts) | Single Stage Dimming | 5001000002063 | 111
100 | Tyco Electronics UK Ltd | Electronic Ballast |  | LumaWise CMH & HPS 100W Dimmable Electronic Ballast | Non Dimmed | 5001000002100 | 111
100 | CELTronic (Charles Endirect Ltd) | Electronic Ballast |  | Eltam EHID MidNight 100W IP20 801.105.50/802.105.50 IP65 871.105.50/872.105.50 (Dimmed at 55% Circuit Watts) | Single Stage Dimming | 5001000003055 | 101
100 | CELTronic (Charles Endirect Ltd) | Electronic Ballast |  | Eltam EHID MidNight 100W IP20 801.105.55/802.105.55 IP65 871.105.55/872.105.55 (Dimmed at 59% Circuit Watts) | Single Stage Dimming | 5001000003059 | 101
100 | CELTronic (Charles Endirect Ltd) | Electronic Ballast |  | Eltam EHID MidNight 100W IP20 801.105.60/802.105.60 IP65 871.105.60/872.105.60 (Dimmed at 63% Circuit Watts) | Single Stage Dimming | 5001000003063 | 101
100 | CELTronic (Charles Endirect Ltd) | Electronic Ballast |  | Eltam EHID MidNight 100W IP20 801.105.65/802.105.65 IP65 871.105.65/872.105.65 (Dimmed at 68% Circuit Watts) | Single Stage Dimming | 5001000003068 | 101
100 | CELTronic (Charles Endirect Ltd) | Electronic Ballast |  | Eltam EHID MidNight 100W IP20 801.105.70/802.105.70 IP65 871.105.70/872.105.70 (Dimmed at 72% Circuit Watts) | Single Stage Dimming | 5001000003072 | 101
100 | CELTronic (Charles Endirect Ltd) | Electronic Ballast |  | Eltam EHID MidNight 100W IP20 801.105.75/802.105.75 IP65 871.105.75/872.105.75 (Dimmed at 77% Circuit Watts) | Single Stage Dimming | 5001000003077 | 101
100 | CELTronic (Charles Endirect Ltd) | Electronic Ballast |  | Eltam EHID MidNight 100W IP20 801.105.80/802.105.80 IP65 871.105.80/872.105.80 (Dimmed at 82% Circuit Watts) | Single Stage Dimming | 5001000003082 | 101
100 | CELTronic (Charles Endirect Ltd) | Electronic Ballast |  | Eltam EHID MidNight 100W IP20 801.105.85/802.105.85 IP65 871.105.85/872.105.085 (Dimmed at 86% Circuit Watts) | Single Stage Dimming | 5001000003086 | 101
100 | CELTronic (Charles Endirect Ltd) | Electronic Ballast |  | Eltam EHID MidNight 100W IP20 801.105.90/802.105.90 IP65 871.105.90/872.105.90 (Dimmed at 90% Circuit Watts) | Single Stage Dimming | 5001000003090 | 101
100 | CELTronic (Charles Endirect Ltd) | Electronic Ballast |  | Eltam EHID MidNight 100W IP20 801.105.095/802.105.095 IP65 871.105.095/872.105.095 (Dimmed at 95% Circuit Watts) | Single Stage Dimming | 5001000003095 | 101
100 | CELTronic (Charles Endirect Ltd) | Electronic Ballast |  | Eltam EHID MidNight 100W IP20 801.105.00/802.105.00 IP65 871.105.00/872.105.00 (Full Circuit Watts) | Non Dimmed | 5001000003100 | 101
100 | SELC Ireland | Electronic Ballast | SELC 6000 100W Smart Ballast @ 60% | SELC 6000 100W Smart Ballast @ 60% | Single Stage Dimming | 5001000004060 | 107
100 | SELC Ireland | Electronic Ballast | SON/CDO-TT | SELC 6000 100W Smart Ballast (65% Dimmed Circuit Watts) | Single Stage Dimming | 5001000004065 | 107
100 | SELC Ireland | Electronic Ballast | SELC 6000 100W Smart Ballast @ 70% | SELC 6000 100W Smart Ballast @ 70% | Single Stage Dimming | 5001000004070 | 107
100 | SELC Ireland | Electronic Ballast | SON/CDO-TT | SELC 6000 100W Smart Ballast (76% Dimmed Circuit Watts | Single Stage Dimming | 5001000004076 | 107
100 | SELC Ireland | Electronic Ballast | SELC 6000 100W Smart Ballast @ 80% | SELC 6000 100W Smart Ballast @ 80% | Single Stage Dimming | 5001000004080 | 107
100 | SELC Ireland | Electronic Ballast | SON/CDO-TT | SELC 6000 100W Smart Ballast (83% Dimmed Circuit Watts) | Single Stage Dimming | 5001000004083 | 107
100 | SELC Ireland | Electronic Ballast | SELC 6000 100W Smart Ballast @ 90% | SELC 6000 100W Smart Ballast @ 90% | Single Stage Dimming | 5001000004090 | 107
100 | SELC Ireland | Electronic Ballast | SON/CDO-TT | SELC 6000 100W Smart Ballast (94% Dimmed Circuit Watts) | Single Stage Dimming | 5001000004094 | 107
100 | SELC Ireland | Electronic Ballast | SELC 6000 100W Smart Ballast @ 100% | SELC 6000 100W Smart Ballast @ 100% | Non Dimmed | 5001000004100 | 107
100 | Osram | Electronic Ballast |  | HCI-TT 100W/WDL / OSRAM NAV-T 100W SUPER 4Y (67% Dimmed Circuit Watts) | Single Stage Dimming | 5001000005067 | 103
100 | Osram | Electronic Ballast |  | HCI-TT 100W/WDL / OSRAM NAV-T 100W SUPER 4Y (71% Dimmed Circuit Watts) | Single Stage Dimming | 5001000005071 | 103
100 | Osram | Electronic Ballast |  | HCI-TT 100W/WDL / OSRAM NAV-T 100W SUPER 4Y (75% Dimmed Circuit Watts) | Single Stage Dimming | 5001000005075 | 103
100 | Osram | Electronic Ballast |  | HCI-TT 100W/WDL / OSRAM NAV-T 100W SUPER 4Y (80% Dimmed Circuit Watts) | Single Stage Dimming | 5001000005080 | 103
100 | Osram | Electronic Ballast |  | HCI-TT 100W/WDL / OSRAM NAV-T 100W SUPER 4Y (90% Dimmed Circuit Watts) | Single Stage Dimming | 5001000005090 | 103
100 | Osram | Electronic Ballast |  | HCI-TT 100W/WDL / OSRAM NAV-T 100W SUPER 4Y (100% Circuit Watts) | Non Dimmed | 5001000005100 | 103
100 | Harvard Engineering | Electronic Ballast | SON CMH | 100W smartnight 2 lamps- HPIDD100-240-B-CC-SN10-75-WM (67% dimmed circuit watts) | Single Stage Dimming | 5001000006067 | 107
100 | Harvard Engineering | Electronic Ballast | SON CMH | 100W smartnight 2 lamps- HPIDD100-240-B-CC-SN10-75-WM (83% dimmed circuit watts) | Single Stage Dimming | 5001000006083 | 107
100 | Harvard Engineering | Electronic Ballast | SON CMH | 100W smartnight 2 lamps- HPIDD100-240-B-CC-SN10-75-WM (100% full circuit watts) | Non Dimmed | 5001000006100 | 107
100 | Venture Lighting | Electronic Ballast | SON, MBI, CDO | VYB100PN1 (71% Dimmed circuit watts) VYB100255 (product code for full power charge code previously given) | Single Stage Dimming | 5001000007071 | 109
100 | Venture Lighting | Electronic Ballast | SON, MBI, CDO | VYB100255 | Non Dimmed | 5001000007100 | 109
100 | SELC Ireland | Electronic Ballast | SON/CDO-TT | SELC 6000 100W Smart Ballast (81% of 80% Reduced Operation) | Single Stage Dimming | 5001000008081 | 86
100 | SELC Ireland | Electronic Ballast | SON/CDO-TT | SELC 6000 100W Smart Ballast (80% Reduced Operation) | Non Dimmed | 5001000008100 | 86
100 | SELC Ireland | Electronic Ballast | SON, MH | SELC Smart Star 100W Smart Ballast @ (39% Circuit Watts - 30 Lumen level) | Single Stage Dimming | 5001000009039 | 108
100 | SELC Ireland | Electronic Ballast | SON, MH | SELC Smart Star 100W Smart Ballast @ (42% Circuit Watts - 35 Lumen level) | Single Stage Dimming | 5001000009042 | 108
100 | SELC Ireland | Electronic Ballast | SON, MH | SELC Smart Star 100W Smart Ballast @ (45% Circuit Watts - 40 Lumen level) | Single Stage Dimming | 5001000009045 | 108
100 | SELC Ireland | Electronic Ballast | SON, MH | SELC Smart Star 100W Smart Ballast @ (49% Circuit Watts - 45 Lumen level) | Single Stage Dimming | 5001000009049 | 108
100 | SELC Ireland | Electronic Ballast | SON, MH | SELC Smart Star 100W Smart Ballast @ (55% Circuit Watts - 50 Lumen level) | Single Stage Dimming | 5001000009055 | 108
100 | SELC Ireland | Electronic Ballast | SON, MH | SELC Smart Star 100W Smart Ballast @ (58% Circuit Watts - 55 Lumen level) | Single Stage Dimming | 5001000009058 | 108
100 | SELC Ireland | Electronic Ballast | SON, MH | SELC Smart Star 100W Smart Ballast @ (62% Circuit Watts - 60 Lumen level) | Single Stage Dimming | 5001000009062 | 108
100 | SELC Ireland | Electronic Ballast | SON, MH | SELC Smart Star 100W Smart Ballast @ (67% Circuit Watts - 65 Lumen level) | Single Stage Dimming | 5001000009067 | 108
100 | SELC Ireland | Electronic Ballast | SON, MH | SELC Smart Star 100W Smart Ballast @ (72% Circuit Watts - 70 Lumen level) | Single Stage Dimming | 5001000009072 | 108
100 | SELC Ireland | Electronic Ballast | SON, MH | SELC Smart Star 100W Smart Ballast @ (75% Circuit Watts - 75 Lumen level) | Single Stage Dimming | 5001000009075 | 108
100 | SELC Ireland | Electronic Ballast | SON, MH | SELC Smart Star 100W Smart Ballast @ (81% Circuit Watts - 80 Lumen level) | Single Stage Dimming | 5001000009081 | 108
100 | SELC Ireland | Electronic Ballast | SON, MH | SELC Smart Star 100W Smart Ballast @ (83% Circuit Watts - 85 Lumen level) | Single Stage Dimming | 5001000009083 | 108
100 | SELC Ireland | Electronic Ballast | SON, MH | SELC Smart Star 100W Smart Ballast @ (88% Circuit Watts - 90 Lumen level) | Single Stage Dimming | 5001000009088 | 108
100 | SELC Ireland | Electronic Ballast | SON, MH | SELC Smart Star 100W Smart Ballast @ (95% Circuit Watts - 95 Lumen level) | Single Stage Dimming | 5001000009095 | 108
100 | SELC Ireland | Electronic Ballast | SON, MH | SELC Smart Star 100W Smart Ballast (Full power) | Non Dimmed | 5001000009100 | 108
100 | Zodion | Electronic Ballast | SON HPI (MBI) | Zodion ZEBC 100 (50% Lux) (Dimmed 66% Circuit Watts) | Single Stage Dimming | 5001000010066 | 107
100 | Zodion | Electronic Ballast | SON HPI (MBI) | Zodion ZEBC 100 (75% Lux) (Dimmed 82% Circuit Watts) | Single Stage Dimming | 5001000010082 | 107
100 | Zodion | Electronic Ballast | SON HPI (MBI) | Zodion ZEBC 100 | Non Dimmed | 5001000010100 | 107
100 | Venture Lighting | Electronic Ballast | SON SON/T HPI (MBI) | V100SSB255-PN (65% Dimmed Circuit Watts) | Single Stage Dimming | 5001000011065 | 107
100 | Venture Lighting | Electronic Ballast | SON HPI (MBI) | V100SSB255-WiMAC | Non Dimmed | 5001000011100 | 107
100 | Lucy Zodion Ltd | Electronic Ballast | SON HPI (MBI) | Zodion ZEBC 100 (50% Lux) (Reduced Operation 66% Circuit Watts) | Non Dimmed | 5001000012100 | 71
100 | AZO Digital SP.Z.O.O | Electronic Ballast |  | Smart Lamp 100 W (Dimmed to 66% of 75% Reduced Operation) | Single Stage Dimming | 5001000013066 | 73
100 | AZO Digital SP.Z.O.O | Electronic Ballast |  | Smart Lamp 100 W (75% Reduced Operation) | Non Dimmed | 5001000013100 | 73
140 | Tyco Electronics UK Ltd | Electronic Ballast | SON HPI (MBI) | LumaWise 140W | Non Dimmed | 5001400000100 | 158
140 | Harvard Engineering | Electronic Ballast | CPO | HPIDD140-240-C-CC-CS-LN HPIDD140-240-C-CC-CS-WM HPIDD140-240-C-CC-CS HPIDD140-B-CC-CS-SN | Non Dimmed | 5001400001100 | 152
140 | Harvard Engineering | Electronic Ballast | CPO | Harvard Engineering PLC Part Night Ballast HPIDD140-240-C-CC-CS-PN HPIDD140-B-CC-CS-SN (Dimmed 64% Circuit Watts) | Single Stage Dimming | 5001400002064 | 152
140 | Philips Lighting | Electronic Ballast | 140w CosmoPolis Extreme Electronic ballast | HID-PV Xtreme 140S CPO-TW | Non Dimmed | 5001400003100 | 149
140 | Zodion | Electronic Ballast | SON HPI (MBI) | Zodion ZEBC 140 (50% Lux) (Dimmed 64% Circuit Watts) | Single Stage Dimming | 5001400004064 | 152
140 | Zodion | Electronic Ballast | SON HPI (MBI) | Zodion ZEBC 140 (75% Lux) (Dimmed 83% Circuit Watts) | Single Stage Dimming | 5001400004083 | 152
140 | Zodion | Electronic Ballast | SON HPI (MBI) | Zodion ZEBC 140 | Non Dimmed | 5001400004100 | 152
140 | Venture Lighting | Electronic Ballast | SON HPI (MBI) CPO | VP140SSB255 | Non Dimmed | 5001400005100 | 152
140 | Philips Lighting | Electronic Ballast | 140w CosmoPolis Extreme Electronic ballast | HID-PV Xtreme 140S CPO-TW | Non Dimmed | 5001403000100 | 149
150 | Tyco Electronics UK Ltd | Electronic Ballast | SON HPI (MBI) | LumaWise Dimmable 150 Watt Electronic Ballast | Non Dimmed | 5001500000100 | 169
150 | Zodion | Electronic Ballast | SON HPI (MBI) | Zodion ZEBC 150 (50% Lux) (Dimmed 66% Circuit Watts) | Single Stage Dimming | 5001500001066 | 159
150 | Zodion | Electronic Ballast | SON HPI (MBI) | Zodion ZEBC 150 (75% Lux) (Dimmed 82% Circuit Watts) | Single Stage Dimming | 5001500001082 | 159
150 | Zodion | Electronic Ballast | SON HPI (MBI) | Zodion ZEBC 150 | Non Dimmed | 5001500001100 | 159
150 | Harvard Engineering | Electronic Ballast | SON HPI (MBI) | Harvard Engineering PLC Part Night Ballast HPIDD150-240-B-CC-PN (Dimmed 66% Circuit Watts) | Single Stage Dimming | 5001500002066 | 158
150 | Harvard Engineering | Electronic Ballast | SON HPI (MBI) | HPIDD150-240-B-CC-LN HPIDD150-240-B-CC-WM HPIDD150-240-B-CC (100% Circuit Watts) | Non Dimmed | 5001500002100 | 159
150 | SELC Ireland | Electronic Ballast | SON HPI (MBI) | SELC 4000/150W HID Electronic Smart Ballast (47% Dimming Level) | Single Stage Dimming | 5001500003047 | 167
150 | SELC Ireland | Electronic Ballast | SON HPI (MBI) | SELC 4000/150W HID Electronic Smart Ballast (Dimmed 70% Circuit Watts) | Single Stage Dimming | 5001500003070 | 167
150 | SELC Ireland | Electronic Ballast | SON HPI (MBI) | SELC 4000/150W HID Electronic Smart Ballast | Non Dimmed | 5001500003100 | 167
150 | Tyco Electronics UK Ltd | Electronic Ballast |  | LumaWise CMH &HPS 150W Dimmable Electronic Ballast (Dimmed at 35% Circuit Watts) | Single Stage Dimming | 5001500004035 | 167
150 | Tyco Electronics UK Ltd | Electronic Ballast |  | LumaWise CMH &HPS 150W Dimmable Electronic Ballast (Dimmed at 41% Circuit Watts) | Single Stage Dimming | 5001500004041 | 167
150 | Tyco Electronics UK Ltd | Electronic Ballast |  | LumaWise CMH & HPS 150W Dimmable Electronic Ballast (Dimmed at 62% Circuit Watts) | Single Stage Dimming | 5001500004062 | 167
150 | SELC Ireland | Electronic Ballast | (SE Unit 19)-SELC GE LUCALOX LU150/100/HO/T/40 | SELC 4000 150W Electronic Ballast (70% Dimmed) | Single Stage Dimming | 5001500004070 | 120
150 | Tyco Electronics UK Ltd | Electronic Ballast |  | LumaWise CMH & HPS 150W Dimmable Electronic Ballast | Non Dimmed | 5001500004100 | 167
150 | AZO Digital SP.Z.O.O | Electronic Ballast |  | Smart Lamp 150 W (Dimmed 50% Circuit Watts) | Single Stage Dimming | 5001500007050 | 151
150 | AZO Digital SP.Z.O.O | Electronic Ballast |  | Smart Lamp 150 W (Dimmed 60% Circuit Watts) | Single Stage Dimming | 5001500007060 | 151
150 | AZO Digital SP.Z.O.O | Electronic Ballast |  | Smart Lamp 150 W (Dimmed 70% Circuit Watts) | Single Stage Dimming | 5001500007070 | 151
150 | AZO Digital SP.Z.O.O | Electronic Ballast |  | Smart Lamp 150 W (Dimmed 79% Circuit Watts) | Single Stage Dimming | 5001500007079 | 151
150 | AZO Digital SP.Z.O.O | Electronic Ballast |  | Smart Lamp 150 W (Dimmed 90% Circuit Watts) | Single Stage Dimming | 5001500007090 | 151
150 | AZO Digital SP.Z.O.O | Electronic Ballast |  | Smart Lamp 150 W (Full circuit Watts) | Non Dimmed | 5001500007100 | 151
150 | CELTronic (Charles Endirect Ltd) | Electronic Ballast |  | Eltam EHID MidNight 150W IP20 801.155.50/802.155.50 IP65 871.155.50/872.155.50 (Dimmed 56% Circuit Watts) | Single Stage Dimming | 5001500008056 | 162
150 | CELTronic (Charles Endirect Ltd) | Electronic Ballast |  | Eltam EHID MidNight 150W IP20 801.155.55/802.155.55 IP65 871.155.55/872.155.55 (Dimmed 60% Circuit Watts) | Single Stage Dimming | 5001500008060 | 162
150 | CELTronic (Charles Endirect Ltd) | Electronic Ballast |  | Eltam EHID MidNight 150W IP20 801.155.60/802.155.60 IP65 871.155.60/872.155.60 (Dimmed 65% Circuit Watts) | Single Stage Dimming | 5001500008065 | 162
150 | CELTronic (Charles Endirect Ltd) | Electronic Ballast |  | Eltam EHID MidNight 150W IP20 801.155.65/802.155.65 IP65 871.155.65/872.155.65 (Dimmed 70% Circuit Watts) | Single Stage Dimming | 5001500008070 | 162
150 | CELTronic (Charles Endirect Ltd) | Electronic Ballast |  | Eltam EHID MidNight 150W IP20 801.155.70/802.155.70 IP65 871.155.70/872.155.70 (Dimmed 73% Circuit Watts) | Single Stage Dimming | 5001500008073 | 162
150 | CELTronic (Charles Endirect Ltd) | Electronic Ballast |  | Eltam EHID MidNight 150W IP20 801.155.75/802.155.75 IP65 871.155.75/872.155.75 (Dimmed 78% Circuit Watts) | Single Stage Dimming | 5001500008078 | 162
150 | CELTronic (Charles Endirect Ltd) | Electronic Ballast |  | Eltam EHID MidNight 150W IP20 801.155.80/802.155.80 IP65 871.155.80/872.155.80 (Dimmed 83% Circuit Watts) | Single Stage Dimming | 5001500008083 | 162
150 | CELTronic (Charles Endirect Ltd) | Electronic Ballast |  | Eltam EHID MidNight 150W IP20 801.155.85/802.155.85 IP65 871.155.85/872.155.85 (Dimmed 86% Circuit Watts) | Single Stage Dimming | 5001500008086 | 162
150 | CELTronic (Charles Endirect Ltd) | Electronic Ballast |  | Eltam EHID MidNight 150W IP20 801.155.90/802.155.90 IP65 871.155.90/872.155.90 (Dimmed 91% Circuit Watts) | Single Stage Dimming | 5001500008091 | 162
150 | CELTronic (Charles Endirect Ltd) | Electronic Ballast |  | Eltam EHID MidNight 150W IP20 801.155.95/802.155.95 IP65 871.155.95/872.155.95 (Dimmed 95% Circuit Watts) | Single Stage Dimming | 5001500008095 | 162
150 | CELTronic (Charles Endirect Ltd) | Electronic Ballast |  | Eltam EHID MidNight 150W IP20 801.155.00/802.155.00 IP65 871.155.00/872.155.00 (Full Circuit Watts) | Non Dimmed | 5001500008100 | 162
150 | Osram | Electronic Ballast |  | HCI-TT 150W/WDL / NAV-T 150W SUPER 4Y (67% Dimmed Circuit Watts) | Single Stage Dimming | 5001500009067 | 157
150 | Osram | Electronic Ballast |  | HCI-TT 150W/WDL / NAV-T 150W SUPER 4Y (71% Dimmed Circuit Watts) | Single Stage Dimming | 5001500009071 | 157
150 | Venture Lighting | Electronic Ballast | SON, MBI, CDO | VYB150PN1 (73% Dimmed circuit watts) VYB150255 (product code for full power charge code previously given) | Single Stage Dimming | 5001500009073 | 157
150 | Osram | Electronic Ballast |  | HCI-TT 150W/WDL / NAV-T 150W SUPER 4Y (75% Dimmed Circuit Watts) | Single Stage Dimming | 5001500009075 | 157
150 | Osram | Electronic Ballast |  | HCI-TT 150W/WDL / NAV-T 150W SUPER 4Y (81% Dimmed Circuit Watts) | Single Stage Dimming | 5001500009081 | 157
150 | Osram | Electronic Ballast |  | HCI-TT 150W/WDL / NAV-T 150W SUPER 4Y (90% Dimmed Circuit Watts) | Single Stage Dimming | 5001500009090 | 157
150 | Osram | Electronic Ballast |  | HCI-TT 150W/WDL / NAV-T 150W SUPER 4Y (100% Dimmed Circuit Watts) | Non Dimmed | 5001500009100 | 157
150 | Venture Lighting | Electronic Ballast | SON, MBI, CDO | VYB150255 | Non Dimmed | 5001500010100 | 157
150 | SELC Ireland | Electronic Ballast | SON, MBI | SELC 8000 electronic HID ballast (Dimmed 51% Circuit Watts - minimum lux level 45% Lumens) | Single Stage Dimming | 5001500011051 | 167
150 | SELC Ireland | Electronic Ballast | SON, MBI | SELC 8000 electronic HID ballast (Dimmed 54% Circuit Watts) | Single Stage Dimming | 5001500011054 | 167
150 | SELC Ireland | Electronic Ballast | SON, MBI | SELC 8000 electronic HID ballast (Dimmed 58% Circuit Watts) | Single Stage Dimming | 5001500011058 | 167
150 | SELC Ireland | Electronic Ballast | SON, MBI | SELC 8000 electronic HID ballast (Dimmed 62% Circuit Watts) | Single Stage Dimming | 5001500011062 | 167
150 | SELC Ireland | Electronic Ballast | SON, MBI | SELC 8000 electronic HID ballast (Dimmed 65% Circuit Watts) | Single Stage Dimming | 5001500011065 | 167
150 | SELC Ireland | Electronic Ballast | SON, MBI | SELC 8000 electronic HID ballast (Dimmed 72% Circuit Watts) | Single Stage Dimming | 5001500011072 | 167
150 | SELC Ireland | Electronic Ballast | SON, MBI | SELC 8000 electronic HID ballast (Dimmed 76% Circuit Watts) | Single Stage Dimming | 5001500011076 | 167
150 | SELC Ireland | Electronic Ballast | SON, MBI | SELC 8000 electronic HID ballast (Dimmed 79% Circuit Watts) | Single Stage Dimming | 5001500011079 | 167
150 | SELC Ireland | Electronic Ballast | SON, MBI | SELC 8000 electronic HID ballast (Dimmed 83% Circuit Watts) | Single Stage Dimming | 5001500011083 | 167
150 | SELC Ireland | Electronic Ballast | SON, MBI | SELC 8000 electronic HID ballast (Dimmed 87% Circuit Watts) | Single Stage Dimming | 5001500011087 | 167
150 | SELC Ireland | Electronic Ballast | SON, MBI | SELC 8000 electronic HID ballast (Dimmed 95% Circuit Watts) | Single Stage Dimming | 5001500011095 | 167
150 | SELC Ireland | Electronic Ballast | SON, MBI | SELC 8000 electronic HID ballast (Full power) | Non Dimmed | 5001500011100 | 167
150 | SELC Ireland | Electronic Ballast | SON, MH | SELC Smart Star 150W Smart Ballast @ (37% Circuit Watts - 30 Lumen level) | Single Stage Dimming | 5001500012037 | 156
150 | SELC Ireland | Electronic Ballast | SON, MH | SELC Smart Star 150W Smart Ballast @ (40% Circuit Watts - 35 Lumen level) | Single Stage Dimming | 5001500012040 | 156
150 | SELC Ireland | Electronic Ballast | SON, MH | SELC Smart Star 150W Smart Ballast @ (44% Circuit Watts - 40 Lumen level) | Single Stage Dimming | 5001500012044 | 156
150 | SELC Ireland | Electronic Ballast | SON, MH | SELC Smart Star 150W Smart Ballast @ (48% Circuit Watts - 45 Lumen level) | Single Stage Dimming | 5001500012048 | 156
150 | SELC Ireland | Electronic Ballast | SON, MH | SELC Smart Star 150W Smart Ballast @ (54% Circuit Watts - 50 Lumen level) | Single Stage Dimming | 5001500012054 | 156
150 | SELC Ireland | Electronic Ballast | SON, MH | SELC Smart Star 150W Smart Ballast @ (58% Circuit Watts - 55 Lumen level) | Single Stage Dimming | 5001500012058 | 156
150 | SELC Ireland | Electronic Ballast | SON, MH | SELC Smart Star 150W Smart Ballast @ (62% Circuit Watts - 60 Lumen level) | Single Stage Dimming | 5001500012062 | 156
150 | SELC Ireland | Electronic Ballast | SON, MH | SELC Smart Star 150W Smart Ballast @ (65% Circuit Watts - 65 Lumen level) | Single Stage Dimming | 5001500012065 | 156
150 | SELC Ireland | Electronic Ballast | SON, MH | SELC Smart Star 150W Smart Ballast @ (70% Circuit Watts - 70 Lumen level) | Single Stage Dimming | 5001500012070 | 156
150 | SELC Ireland | Electronic Ballast | SON, MH | SELC Smart Star 150W Smart Ballast @ (75% Circuit Watts - 75 Lumen level) | Single Stage Dimming | 5001500012075 | 156
150 | SELC Ireland | Electronic Ballast | SON, MH | SELC Smart Star 150W Smart Ballast @ (78% Circuit Watts - 80 Lumen level) | Single Stage Dimming | 5001500012078 | 156
150 | SELC Ireland | Electronic Ballast | SON, MH | SELC Smart Star 150W Smart Ballast @ (83% Circuit Watts - 85 Lumen level) | Single Stage Dimming | 5001500012083 | 156
150 | SELC Ireland | Electronic Ballast | SON, MH | SELC Smart Star 150W Smart Ballast @ (89% Circuit Watts - 90 Lumen level) | Single Stage Dimming | 5001500012089 | 156
150 | SELC Ireland | Electronic Ballast | SON, MH | SELC Smart Star 150W Smart Ballast @ (96% Circuit Watts - 95 Lumen level) | Single Stage Dimming | 5001500012096 | 156
150 | SELC Ireland | Electronic Ballast | SON, MH | SELC Smart Star 150W Smart Ballast (Full power) | Non Dimmed | 5001500012100 | 156
150 | Venture Lighting | Electronic Ballast | SON HPI (MBI) | V150SSB255-PN | Single Stage Dimming | 5001500015066 | 158
150 | Venture Lighting | Electronic Ballast | SON HPI (MBI) | V150SSB255-WiMAC (100%) | Non Dimmed | 5001500015100 | 159
150 | Lucy Zodion Ltd | Electronic Ballast | SON HPI (MBI) | Zodion ZEBC 150 (50% Lux) (Reduced Operation 66% Circuit Watts) | Non Dimmed | 5001500016100 | 105
250 | Philips Lighting | Electronic Ballast |  | CDO-TT 250W Electronic Ballast | Non Dimmed | 5002500000100 | 274
250 | CELTronic (Charles Endirect Ltd) | Electronic Ballast |  | Eltam EHID MidNight 250W IP20 801.255.50/802.255.50 IP65 871.255.50/872.255.50 (Dimmed 56% Circuit Watts) | Single Stage Dimming | 5002500001056 | 264
250 | CELTronic (Charles Endirect Ltd) | Electronic Ballast |  | Eltam EHID MidNight 250W IP20 801.255.55/802.255.55 IP65 871.255.55/872.255.55 (Dimmed 61% Circuit Watts) | Single Stage Dimming | 5002500001061 | 264
250 | Harvard Engineering | Electronic Ballast |  | (64% Dimmed Circuit Watts) | Single Stage Dimming | 5002500001064 | 264
250 | CELTronic (Charles Endirect Ltd) | Electronic Ballast |  | Eltam EHID MidNight 250W IP20 801.255.60/802.255.60 IP65 871.255.60/872.255.60 (Dimmed 65% Circuit Watts) | Single Stage Dimming | 5002500001065 | 264
250 | CELTronic (Charles Endirect Ltd) | Electronic Ballast |  | Eltam EHID MidNight 250W IP20 801.255.65/802.255.65 IP65 871.255.65/872.255.65 (Dimmed 70% Circuit Watts) | Single Stage Dimming | 5002500001070 | 264
250 | CELTronic (Charles Endirect Ltd) | Electronic Ballast |  | Eltam EHID MidNight 250W IP20 801.255.70/802.255.70 IP65 871.255.70/872.255.70 (Dimmed 74% Circuit Watts) | Single Stage Dimming | 5002500001074 | 264
250 | CELTronic (Charles Endirect Ltd) | Electronic Ballast |  | Eltam EHID MidNight 250W IP20 801.255.75/802.255.75 IP65 871.255.75/872.255.75 (Dimmed 78% Circuit Watts) | Single Stage Dimming | 5002500001078 | 264
250 | CELTronic (Charles Endirect Ltd) | Electronic Ballast |  | Eltam EHID MidNight 250W IP20 801.255.80/802.255.80 IP65 871.255.80/872.255.80 (Dimmed 82% Circuit Watts) | Single Stage Dimming | 5002500001082 | 264
250 | Harvard Engineering | Electronic Ballast |  | (83% Dimmed Circuit Watts) | Single Stage Dimming | 5002500001083 | 264
250 | CELTronic (Charles Endirect Ltd) | Electronic Ballast |  | Eltam EHID MidNight 250W IP20 801.255.85/802.255.85 IP65 871.255.85/872.255.85 (Dimmed 86% Circuit Watts) | Single Stage Dimming | 5002500001086 | 264
250 | CELTronic (Charles Endirect Ltd) | Electronic Ballast |  | Eltam EHID MidNight 250W IP20 801.255.90/802.255.90 IP65 871.255.90/872.255.90 (Dimmed 91% Circuit Watts) | Single Stage Dimming | 5002500001091 | 264
250 | CELTronic (Charles Endirect Ltd) | Electronic Ballast |  | Eltam EHID MidNight 250W IP20 801.255.95/802.255.95 IP65 871.255.95/872.255.95 (Dimmed 95% Circuit Watts) | Single Stage Dimming | 5002500001095 | 264
250 | CELTronic (Charles Endirect Ltd) | Electronic Ballast |  | Eltam EHID MidNight 250W IP20 801.255.00/802.255.00 IP65 871.255.00/872.255.00 (Full Circuit Watts) | Non Dimmed | 5002500001100 | 264
250 | Tridonic Atco UK Ltd | Electronic Ballast |  | Dimmable PCIS 250 Outdoor DIM B011 at 40% Light Output (Dimmed 54% Circuit Watts) | Single Stage Dimming | 5002500002054 | 277
250 | Tridonic Atco UK Ltd | Electronic Ballast |  | Dimmable PCIS 250 Outdoor DIM B011 at 60% Light Output (Dimmed 66% Circuit Watts) | Single Stage Dimming | 5002500002066 | 277
250 | Tridonic Atco UK Ltd | Electronic Ballast |  | Dimmable PCIS 250 Outdoor DIM B011 at 80% Light Output (Dimmed 80% Circuit Watts) | Single Stage Dimming | 5002500002080 | 277
250 | Tridonic Atco UK Ltd | Electronic Ballast |  | Dimmable PCIS 250 Outdoor DIM B011 (Full Circuit Watts) | Non Dimmed | 5002500002100 | 277
250 | AZO Digital SP.Z.O.O | Electronic Ballast |  | Smart Lamp 250 W (Dimmed 48% Circuit Watts) | Single Stage Dimming | 5002500003048 | 250
250 | AZO Digital SP.Z.O.O | Electronic Ballast |  | Smart Lamp 250 W (Dimmed 52% Circuit Watts) | Single Stage Dimming | 5002500003052 | 250
250 | AZO Digital SP.Z.O.O | Electronic Ballast |  | Smart Lamp 250 W (Dimmed 56% Circuit Watts) | Single Stage Dimming | 5002500003056 | 250
250 | AZO Digital SP.Z.O.O | Electronic Ballast |  | Smart Lamp 250 W (Dimmed 60% Circuit Watts) | Single Stage Dimming | 5002500003060 | 250
250 | AZO Digital SP.Z.O.O | Electronic Ballast |  | Smart Lamp 250 W (Dimmed 64% Circuit Watts) | Single Stage Dimming | 5002500003064 | 250
250 | AZO Digital SP.Z.O.O | Electronic Ballast |  | Smart Lamp 250 W (Dimmed 68% Circuit Watts) | Single Stage Dimming | 5002500003068 | 250
250 | AZO Digital SP.Z.O.O | Electronic Ballast |  | Smart Lamp 250 W (Dimmed 72% Circuit Watts) | Single Stage Dimming | 5002500003072 | 250
250 | AZO Digital SP.Z.O.O | Electronic Ballast |  | Smart Lamp 250 W (Dimmed 76% Circuit Watts) | Single Stage Dimming | 5002500003076 | 250
250 | AZO Digital SP.Z.O.O | Electronic Ballast |  | Smart Lamp 250 W (Dimmed 80% Circuit Watts) | Single Stage Dimming | 5002500003080 | 250
250 | AZO Digital SP.Z.O.O | Electronic Ballast |  | Smart Lamp 250 W (Dimmed 84% Circuit Watts) | Single Stage Dimming | 5002500003084 | 250
250 | AZO Digital SP.Z.O.O | Electronic Ballast |  | Smart Lamp 250 W (Dimmed 88% Circuit Watts) | Single Stage Dimming | 5002500003088 | 250
250 | AZO Digital SP.Z.O.O | Electronic Ballast |  | Smart Lamp 250 W (Dimmed 92% Circuit Watts) | Single Stage Dimming | 5002500003092 | 250
250 | AZO Digital SP.Z.O.O | Electronic Ballast |  | Smart Lamp 250 W (Dimmed 96% Circuit Watts) | Single Stage Dimming | 5002500003096 | 250
250 | AZO Digital SP.Z.O.O | Electronic Ballast |  | Smart Lamp 250 W | Non Dimmed | 5002500003100 | 250
250 | Lucy Zodion Ltd | Electronic Ballast | SON, HPI-T | ZEBC250 (Dimmed 68% Circuit Watts) | Single Stage Dimming | 5002500004068 | 265
250 | Lucy Zodion Ltd | Electronic Ballast | SON, HPI-T | ZEBC250 (Dimmed 84% Circuit Watts) | Single Stage Dimming | 5002500004084 | 265
250 | Lucy Zodion Ltd | Electronic Ballast | SON, HPI-T | ZEBC250 | Non Dimmed | 5002500004100 | 265
250 | Harvard Engineering | Electronic Ballast |  | (Full Circuit Watts) | Non Dimmed | 5002500005100 | 262
250 | Lucy Zodion Ltd | Electronic Ballast | SON, HPI-T | ZEBC250 (Reduced Operation 68% Circuit Watts) | Non Dimmed | 5002500006100 | 181
250 | Osram | Electronic Ballast | CDM , SON | PTo 250 220-240 3DIM (60% Dimmed Circuit Watts) | Single Stage Dimming | 5002500007060 | 266
250 | Osram | Electronic Ballast | CDM , SON | PTo 250 220-240 3DIM (71% Dimmed Circuit Watts) | Single Stage Dimming | 5002500007071 | 266
250 | Osram | Electronic Ballast | CDM , SON | PTo 250 220-240 3DIM (74% Dimmed Circuit Watts) | Single Stage Dimming | 5002500007074 | 266
250 | Osram | Electronic Ballast | CDM , SON | PTo 250 220-240 3DIM (80% Dimmed Circuit Watts) | Single Stage Dimming | 5002500007080 | 266
250 | Osram | Electronic Ballast | CDM , SON | PTo 250 220-240 3DIM (90% Dimmed Circuit Watts) | Single Stage Dimming | 5002500007090 | 266
250 | Osram | Electronic Ballast | CDM , SON | PTo 250 220-240 3DIM | Non Dimmed | 5002500007100 | 266
250 | AZO Digital SP.Z.O.O | Electronic Ballast |  | Smart Lamp 250 W (60% Reduced Operation) | Non Dimmed | 5002500008100 | 150
250 | AZO Digital SP.Z.O.O | Electronic Ballast |  | Smart Lamp 250 W (72% Reduced Operation) | Non Dimmed | 5002500009100 | 180
250 | AZO Digital SP.Z.O.O | Electronic Ballast |  | Smart Lamp 250 W (80% Reduced Operation) | Non Dimmed | 5002500010100 | 200
250 | AZO Digital SP.Z.O.O | Electronic Ballast |  | Smart Lamp 250 W (70% Reduced Operation) | Non Dimmed | 5002500011100 | 175
250 | AZO Digital SP.Z.O.O | Electronic Ballast |  | Smart Lamp 250 W (75% Reduced Operation) | Non Dimmed | 5002500012100 | 187
400 | AZO Digital SP.Z.O.O | Electronic Ballast |  | Smart Lamp 400 W (Dimmed 50% Circuit Watts) | Single Stage Dimming | 5004000000050 | 400
400 | AZO Digital SP.Z.O.O | Electronic Ballast |  | Smart Lamp 400 W (Dimmed 60% Circuit Watts) | Single Stage Dimming | 5004000000060 | 400
400 | AZO Digital SP.Z.O.O | Electronic Ballast |  | Smart Lamp 400 W (Dimmed 70% Circuit Watts) | Single Stage Dimming | 5004000000070 | 400
400 | AZO Digital SP.Z.O.O | Electronic Ballast |  | Smart Lamp 400 W (Dimmed 80% Circuit Watts) | Single Stage Dimming | 5004000000080 | 400
400 | AZO Digital SP.Z.O.O | Electronic Ballast |  | Smart Lamp 400 W (Dimmed 90% Circuit Watts) | Single Stage Dimming | 5004000000090 | 400
400 | AZO Digital SP.Z.O.O | Electronic Ballast |  | Smart Lamp 400 W | Non Dimmed | 5004000000100 | 400
400 | AZO Digital SP.Z.O.O | Electronic Ballast |  | Smart Lamp 400 W (70% Reduced Operation) | Non Dimmed | 5004000001100 | 280
400 | AZO Digital SP.Z.O.O | Electronic Ballast |  | Smart Lamp 400 W (80% Reduced Operation) | Non Dimmed | 5004000002100 | 320
400 | AZO Digital SP.Z.O.O | Electronic Ballast |  | Smart Lamp 400 W (75% Reduced Operation) | Non Dimmed | 5004000003100 | 300
400 | Venture Lighting | Electronic Ballasts | SON/T | VTC400255DC (62% Dimmed Circuit Watts) | Single Stage Dimming | 5004000004062 | 385
400 | Venture Lighting | Electronic Ballasts | SON/T | VTC400255DC (81% Dimmed Circuit Watts) | Single Stage Dimming | 5004000004081 | 385
400 | Venture Lighting | Electronic Ballasts | SON/T | VTC400255DC 100% | Non Dimmed | 5004000004100 | 385
600 | Venture Lighting | Electronic Ballasts | SON | VTC600255DL (51% Dimmed Circuit Watts) | Single Stage Dimming | 5006000000051 | 591
600 | Venture Lighting | Electronic Ballasts | SON | VTC600255DL (74% Dimmed Circuit Watts) | Single Stage Dimming | 5006000000074 | 591
600 | Venture Lighting | Electronic Ballasts | SON | VTC600255DL (87% Dimmed Circuit Watts) | Single Stage Dimming | 5006000000087 | 591
600 | Venture Lighting | Electronic Ballasts | SON | VTC600255DL 100% | Non Dimmed | 5006000000100 | 591
50 | Generic | Vehicle Aspect - 3 lamp (undimmed) | Red/Amber/Green |  | Non Dimmed Traffic Signals | 7901050000100 | 18
65 | Generic | Vehicle Aspect - 3 lamp (undimmed) | Red/Amber/Green |  | Non Dimmed Traffic Signals | 7901065000100 | 23
50 | Generic | Vehicle Aspect - 3 lamp (dimmed) | Red/Amber/Green |  | Dimmed Traffic Signals | 7902050000100 | 18
65 | Generic | Vehicle Aspect - 3 lamp (dimmed) | Red/Amber/Green |  | Dimmed Traffic Signals | 7902065000100 | 23
50 | Generic | Vehicle Aspect - 2 lamp (undimmed) | Red/Green |  | Non Dimmed Traffic Signals | 7903050000100 | 25
65 | Generic | Vehicle Aspect - 2 lamp (undimmed) | Red/Green |  | Non Dimmed Traffic Signals | 7903065000100 | 32
50 | Generic | Vehicle Aspect - 2 lamp (dimmed) | Red/Green |  | Dimmed Traffic Signals | 7904050000100 | 25
65 | Generic | Vehicle Aspect - Filter lamp / 2 lamp (dimmed) | Red/Green |  | Dimmed Traffic Signals | 7904065000100 | 32
25 | Generic | Controller | Pedestrian Control, Tungsten Wait signal / Push Button (undimmed) | “WAIT” Signals | Non Dimmed Traffic Signals | 7905025000100 | 5
40 | Generic | Controller | Pedestrian Control, Tungsten Wait signal / Push Button (undimmed) | “WAIT” Signals | Non Dimmed Traffic Signals | 7905040000100 | 8
65 | Generic | Controller | Pedestrian Control, Tungsten Wait signal / Push Button (undimmed) | “WAIT” Signals | Non Dimmed Traffic Signals | 7905065000100 | 13
10 | Generic | Controller | Traffic Signal Controller |  | Non Dimmed Traffic Signals | 7906010000100 | 10
16 | Peek Traffic Ltd | Controller | Pedestrian Signal Controller | TSP | Non Dimmed Traffic Signals | 7906016000100 | 16
17 | Siemens | Controller | Traffic Signal Controller | ST700 Traffic Controller (Two transformers) / ST750LV Traffic Controller (Two transformers) | Non Dimmed Traffic Signals | 7906017000100 | 17
18 | Siemens | Controller | Traffic Signal Controller | ST900/950 8/16/24 phase traffic controller | Non Dimmed Traffic Signals | 7906018000100 | 18
20 | Generic | Controller | Traffic Signal Controller |  | Non Dimmed Traffic Signals | 7906020000100 | 20
20 | Peek Traffic Ltd | Controller | Traffic Signal Controller | TRX - Traffic Controller | Non Dimmed Traffic Signals | 7906020001100 | 20
22 | Siemens | Controller | Traffic Signal Controller | ST750 ELV (any variant) 667/1/32750/ETC | Non Dimmed Traffic Signals | 7906022000100 | 22
22 | Siemens Mobility | Controller |  | Plus+ Traffic Controller (667/1/53010/ETC) | Non Dimmed Traffic Signals | 7906022001100 | 22
23 | telent | Controller | Pedestrian Controller | Optima Pedestrian Controller LV | Non Dimmed Traffic Signals | 7906023000100 | 25
23 | telent | Controller | Pedestrian Controller | Optima Pedestrian Controller ELV | Non Dimmed Traffic Signals | 7906023001100 | 24
25 | Generic | Controller | Traffic Signal Controller |  | Non Dimmed Traffic Signals | 7906025000100 | 25
25 | Siemens | Controller | Traffic Signal Controller | ST900/950 ELV Low Inrush ELV Traffic Controllor. Low inrush | Non Dimmed Traffic Signals | 7906025001100 | 21
28 | Motus Traffic Limited | Controller |  | Motus TM 150 2 LV Controller | Non Dimmed Traffic Signals | 7906028000100 | 28
30 | Generic | Controller | Traffic Signal Controller |  | Non Dimmed Traffic Signals | 7906030000100 | 30
31 | Siemens | Controller | Traffic Signal Controller | ST800 8/16 phase TFL version 667/270001/601 | Non Dimmed Traffic Signals | 7906031000100 | 31
31 | Motus Traffic Limited | Controller |  | Motus TM 150 2 ELV Controller | Non Dimmed Traffic Signals | 7906031001100 | 31
31 | Motus Traffic Limited | Controller |  | Motus TM 150 2 LV Controller | Non Dimmed Traffic Signals | 7906031002100 | 31
35 | Generic | Controller | Traffic Signal Controller |  | Non Dimmed Traffic Signals | 7906035000100 | 35
35 | Motus Traffic Limited | Controller |  | Motus TM 150 2 ELV Controller(Dimmed) | Non Dimmed Traffic Signals | 7906035001100 | 35
36 | Siemens Mobility | Controller |  | Plus+ Traffic Controller + Additional CIC with support equipment (667/1/53100/ETC) | Non Dimmed Traffic Signals | 7906036000100 | 36
39 | Generic | Controller | Traffic Signaller Controller |  | Non Dimmed Traffic Signals | 7906039000100 | 39
40 | Generic | Controller | Traffic Signal Controller |  | Non Dimmed Traffic Signals | 7906040000100 | 40
40 | Swarco Traffic Ltd | Controller |  | ITC3 Traffic Controller Small Cabinet | Non Dimmed Traffic Signals | 7906040001100 | 45
43 | telent | Controller | Junction Controller | Optima Junction Controller LV | Non Dimmed Traffic Signals | 7906043000100 | 46
50 | Generic | Controller | Traffic Signal Controller |  | Non Dimmed Traffic Signals | 7906050000100 | 50
50 | Swarco Traffic Ltd | Controller |  | ITC3 Traffic Controller Large Cabinet | Non Dimmed Traffic Signals | 7906050001100 | 55
50 | Siemens Mobility | Controller |  | Plus+ Traffic Controller + 2 Additional CICs with support equipment (667/1/53100/ETC) | Non Dimmed Traffic Signals | 7906050002100 | 50
58 | Peek Traffic Ltd | Controller | Traffic Signal Controller | PTC-1 (One Transformer) | Non Dimmed Traffic Signals | 7906058000100 | 58
60 | Generic | Controller | Traffic Signal Controller |  | Non Dimmed Traffic Signals | 7906060000100 | 60
65 | Generic | Controller | Traffic Signal Controller |  | Non Dimmed Traffic Signals | 7906065000100 | 65
65 | telent | Controller | Junction Controller | Optima Junction Controller ELV | Non Dimmed Traffic Signals | 7906065001100 | 71
67 | Siemens | Controller | Traffic Signal Controller | ST900/950 ELV Traffic Signal Controller | Non Dimmed Traffic Signals | 7906067000100 | 67
68 | Generic | Controller | Traffic Signaller Controller |  | Non Dimmed Traffic Signals | 7906068000100 | 68
70 | Generic | Controller | Traffic Signal Controller |  | Non Dimmed Traffic Signals | 7906070000100 | 70
74 | Generic | Controller | Traffic Signal Controller |  | Non Dimmed Traffic Signals | 7906074000100 | 74
75 | Generic | Controller | Traffic Signal Controller |  | Non Dimmed Traffic Signals | 7906075000100 | 75
80 | Generic | Controller | Traffic Signal Controller |  | Non Dimmed Traffic Signals | 7906080000100 | 80
87 | Peek Traffic Ltd | Controller | Traffic Signal Controller | PTC-1 (Two Transformers) | Non Dimmed Traffic Signals | 7906087000100 | 87
89 | Generic | Controller | Traffic Signal Controller |  | Non Dimmed Traffic Signals | 7906089000100 | 89
100 | Generic | Controller | Traffic Signal Controller |  | Non Dimmed Traffic Signals | 7906100000100 | 100
105 | Generic | Controller | Traffic Signal Controller |  | Non Dimmed Traffic Signals | 7906105000100 | 105
110 | Generic | Controller | Traffic Signaller Controller |  | Non Dimmed Traffic Signals | 7906110000100 | 110
120 | Generic | Controller | Traffic Signal Controller |  | Non Dimmed Traffic Signals | 7906120000100 | 120
125 | Generic | Controller | Traffic Signal Controller |  | Non Dimmed Traffic Signals | 7906125000100 | 125
135 | Generic | Controller | Traffic Signal Controller |  | Non Dimmed Traffic Signals | 7906135000100 | 135
140 | Generic | Controller | Traffic Signal Controller |  | Non Dimmed Traffic Signals | 7906140000100 | 140
141 | Generic | Controller | Traffic Signal Controller |  | Non Dimmed Traffic Signals | 7906141000100 | 141
150 | Generic | Controller | Traffic Signal Controller |  | Non Dimmed Traffic Signals | 7906150000100 | 150
160 | Generic | Controller | Traffic Signal Controller |  | Non Dimmed Traffic Signals | 7906160000100 | 160
165 | Generic | Controller | Traffic Signal Controller |  | Non Dimmed Traffic Signals | 7906165000100 | 165
170 | Generic | Controller | Traffic Signal Controller |  | Non Dimmed Traffic Signals | 7906170000100 | 170
244 | Generic | Controller | Traffic Signal Controller |  | Non Dimmed Traffic Signals | 7906244000100 | 244
271 | Generic | Controller | Traffic Signal Controller |  | Non Dimmed Traffic Signals | 7906271000100 | 271
1 | Generic | Vehicle Detector |  |  | Non Dimmed Traffic Signals | 7907001000100 | 1
0.3 | Traficon | Vehicle Detector |  | ETH Ethernet Interface Pt No 10-6075 | Non Dimmed Traffic Signals | 7907001001100 | 0.3
0.4 | Traficon | Vehicle Detector |  | TI xp Digital Interface Expansion Board Pt No 10-6044 | Non Dimmed Traffic Signals | 7907001002100 | 0.4
1 | Siemens | Vehicle Detector |  | Vehicle Loop Detector | Non Dimmed Traffic Signals | 7907001003100 | 1
1 | AGD | Vehicle Detector | Microwave Vehicle Detector | AGD307-5xx-xxx (from S/No. -00001 onwards) | Non Dimmed Traffic Signals | 7907001004100 | 1
1 | RTEM LTD | Vehicle Detector |  | RTEM SP4-C | Non Dimmed Traffic Signals | 7907001005100 | 0.9
1 | AGD Systems | Vehicle Detector |  | 306 TRAFFIC CONTROL RADAR | Non Dimmed Traffic Signals | 7907001006100 | 0.7
1 | Siemens Mobility | Vehicle Detector |  | Plus+ Smartloop (667/1/53160/ETC) | Non Dimmed Traffic Signals | 7907001007100 | 1
2 | Plessey | Vehicle Detector |  |  | Non Dimmed Traffic Signals | 7907002000100 | 2
2 | AGD | Vehicle Detector | Microwave Vehicle Detector | AGD 206 Microwave Vehicle Detector (from S/No. -05658 onwards) | Non Dimmed Traffic Signals | 7907002001100 | 1.7
2 | FLIR Intelligent Transportation Systems | Vehicle Detector |  | TrafiCam 4 x-stream ETH | Non Dimmed Traffic Signals | 7907002002100 | 2.2
2 | FLIR Intelligent Transportation Systems | Vehicle Detector |  | TrafiCam 2 1TI | Non Dimmed Traffic Signals | 7907002003100 | 1.7
3 | AGD | Vehicle Detector | Microwave Vehicle Detector | AGD 206 Microwave Vehicle Detector (from S/no. -00004 to -05657) | Non Dimmed Traffic Signals | 7907003000100 | 3
3 | Siemens | Vehicle Detector | Traffic Above Ground Detector | 667/1/31900 Heimdall Detectors | Non Dimmed Traffic Signals | 7907003001100 | 3
3 | AGD | Vehicle Detector | Microwave Stop Line Vehicle Detector | AGD316-5xx-xxx (from S/No. -00036 onwards) | Non Dimmed Traffic Signals | 7907003002100 | 3
3 | Sarasota | Vehicle Detector | Microwave Vehicle Detector | Microwave Vehicle Detector | Non Dimmed Traffic Signals | 7907003003100 | 3
3 | AGD | Vehicle Detector |  | AGD318-5xx-xxx | Non Dimmed Traffic Signals | 7907003005100 | 3
3 | FLIR Intelligent Transportation Systems | Vehicle Detector |  | TrafiCam 4 x-stream BPL | Non Dimmed Traffic Signals | 7907003006100 | 3.8
3 | Vivacity Labs | Vehicle Detector |  | Vivacity Parking Satellite Sensor | Non Dimmed Traffic Signals | 7907003007100 | 3
4 | Siemens | Vehicle Detector | Loop Detector | ST4S | Non Dimmed Traffic Signals | 7907004000100 | 4
4 | Traficon | Vehicle Detector |  | TI x-stream Digital Interface Pt No 10-6045 | Non Dimmed Traffic Signals | 7907004001100 | 4
4 | Traficon | Vehicle Detector |  | Traficam III Vehicle Detector Pt No 10-6040 | Non Dimmed Traffic Signals | 7907004002100 | 4
4 | AGD | Vehicle Detector | Microwave Stop Line Vehicle Detector | AGD316-3xx-xxx (from S/No. -00049 onwards) | Non Dimmed Traffic Signals | 7907004003100 | 4
5 | GEC | Vehicle Detector |  |  | Non Dimmed Traffic Signals | 7907005000100 | 5
5 | FLIR Intelligent Transportation Systems | Vehicle Detector |  | ThermiCam BPL | Non Dimmed Traffic Signals | 7907005001100 | 5.1
6 | telent | Vehicle Detector | Loop Detector | Microsense MXE | Non Dimmed Traffic Signals | 7907006000100 | 6
7 | Generic | Vehicle Detector | Microwave Vehicle Detector | Microwave Vehilcle Detector | Non Dimmed Traffic Signals | 7907007000100 | 7
7 | AGD | Vehicle Detector | Microwave Vehicle Detector | AGD 200 Microwave Vehilcle Detector | Non Dimmed Traffic Signals | 7907007001100 | 7
8 | Generic | Vehicle Detector | Microwave/Radar (MVD) |  | Non Dimmed Traffic Signals | 7907008000100 | 8
8 | Worldsensing Limited | Vehicle Detector |  | BitCarrier | Non Dimmed Traffic Signals | 7907008001100 | 7.8
9 | Vivacity Labs | Vehicle Detector |  | Vivacity Parking Hub Sensor | Non Dimmed Traffic Signals | 7907009000100 | 9
14 | Generic | Vehicle Detector | Microwave/Radar (MVD) |  | Non Dimmed Traffic Signals | 7907014000100 | 14
15 | AGD System Ltd | Vehicle Detector |  | 350 Traffic Detection Radar | Non Dimmed Traffic Signals | 7907015001100 | 15
17 | Wavetronix LLC | Vehicle Detector |  | Smart Sensor HD and the 2U Congestion Alert Rack | Non Dimmed Traffic Signals | 7907017000100 | 18
25 | Generic | Vehicle Detector | Microwave/Radar (MVD) |  | Non Dimmed Traffic Signals | 7907025000100 | 25
120 | Generic | Vehicle Detector | Loop Detector |  | Non Dimmed Traffic Signals | 7907120000100 | 120
15 | Generic | Cableless Link Unit (CLU) |  |  | Non Dimmed Traffic Signals | 7908015000100 | 15
40 | Generic | Cableless Link Unit (CLU) |  |  | Non Dimmed Traffic Signals | 7908040000100 | 40
50 | Generic | Cableless Link Unit (CLU) |  |  | Non Dimmed Traffic Signals | 7908050000100 | 50
6 | Generic | Lamp Monitoring Unit (LMU) |  |  | Non Dimmed Traffic Signals | 7909006000100 | 6
2 | Generic | Outstation Monitoring Unit (OMU) |  |  | Non Dimmed Traffic Signals | 7910002000100 | 2
2 | telent | Outstation Monitoring Unit (OMU) | Optima Remote Monitoring Unit | EQMT0051AA | Non Dimmed Traffic Signals | 7910002001100 | 2.1
2 | CA Traffic Ltd | Outstation Monitoring Unit (OMU) |  | Micro Black Cat - 010616-7 | Non Dimmed Traffic Signals | 7910002002100 | 1.9
2 | CA Traffic Ltd | Outstation Monitoring Unit (OMU) |  | Compact Black Cat - 010351 | Non Dimmed Traffic Signals | 7910002003100 | 1.9
2 | Motus Traffic | Outstation Monitoring Unit (OMU) |  | Morph Outstation | Non Dimmed Traffic Signals | 7910002004100 | 2
4 | Siemens | Outstation Monitoring Unit (OMU) | IO Card | Gemini 3 / Stratos Outstation IO card 48/16 - 667/1/47170/001 | Non Dimmed Traffic Signals | 7910004000100 | 3.8
4 | CA Traffic Ltd | Outstation Monitoring Unit (OMU) |  | Black CAT Traffic Monitoring Unit – 010269 | Non Dimmed Traffic Signals | 7910004001100 | 4.4
5 | telent | Outstation Monitoring Unit (OMU) | Optima Remote Monitoring Unit with 3G Router | EQMT0051AA3G | Non Dimmed Traffic Signals | 7910005001100 | 5.5
7 | Generic | Outstation Monitoring Unit (OMU) |  |  | Non Dimmed Traffic Signals | 7910007000100 | 7
7 | Siemens | Outstation Monitoring Unit (OMU) | Base Unit | Gemini 3 / Stratos Outstation Base Unit - 667/1/52250/ETC | Non Dimmed Traffic Signals | 7910007001100 | 7.3
8 | Generic | Outstation Monitoring Unit (OMU) |  |  | Non Dimmed Traffic Signals | 7910008000100 | 8
8 | Siemens | Outstation Monitoring Unit (OMU) |  | 667/1/32600/005 Gemini | Non Dimmed Traffic Signals | 7910008001100 | 8
16 | Peek Traffic Ltd | Outstation (Monitoring or Transmission) Unit |  | Chameleon | Non Dimmed Traffic Signals | 7910016000100 | 16
17 | Peek Traffic Ltd | Outstation Monitoring Unit (OMU) |  | MIDAS Outstation (IP interface variant) | Non Dimmed Traffic Signals | 7910017000100 | 17
18 | Siemens Mobility | Outstation Monitoring Unit (OMU) | V2X Roadside Unit Outstation | L24707-E100-A2 ESCos RSU | Non Dimmed Traffic Signals | 7910018000100 | 18
20 | Costain Integrated Technology Solutions | Outstation Monitoring Unit (OMU) |  | MIDAS Outstation | Non Dimmed Traffic Signals | 7910020001100 | 7
23 | Peek Traffic Ltd | Outstation Monitoring Unit (OMU) |  | RM Controller (Ramp Metering Controller) | Non Dimmed Traffic Signals | 7910023000100 | 23
25 | Generic | Outstation Monitoring Unit (OMU) |  |  | Non Dimmed Traffic Signals | 7910025000100 | 25
33 | Siemens | Outstation Monitoring Unit (OMU) |  | TC12 | Non Dimmed Traffic Signals | 7910033000100 | 33
40 | Generic | Outstation Monitoring Unit (OMU) |  |  | Non Dimmed Traffic Signals | 7910040000100 | 40
1 | telent | Outstation Transmission Unit (OTU) | Optima IPOTU 16 Outputs 48 Inputs | EQMT0016AC | Non Dimmed Traffic Signals | 7911001000100 | 1.1
2 | telent | Outstation Transmission Unit (OTU) | Optima IPOTU 32 Outputs 96 Inputs | EQMT0016AB | Non Dimmed Traffic Signals | 7911002000100 | 1.5
6 | Generic | Outstation Transmission Unit (OTU) |  |  | Non Dimmed Traffic Signals | 7911006000100 | 6
15 | Generic | Outstation Transmission Unit (OTU) |  |  | Non Dimmed Traffic Signals | 7911015000100 | 15
20 | Generic | Outstation Transmission Unit (OTU) |  |  | Non Dimmed Traffic Signals | 7911020000100 | 20
30 | Generic | Outstation Transmission Unit (OTU) |  |  | Non Dimmed Traffic Signals | 7911030000100 | 30
40 | Generic | Outstation Transmission Unit (OTU) |  |  | Non Dimmed Traffic Signals | 7911040000100 | 40
10 | Generic | Detector Power Pack Unit (DPU) |  |  | Non Dimmed Traffic Signals | 7912010000100 | 10
25 | Generic | Detector Power Pack Unit (DPU) |  |  | Non Dimmed Traffic Signals | 7912025000100 | 25
40 | Generic | Detector Power Pack Unit (DPU) |  |  | Non Dimmed Traffic Signals | 7912040000100 | 40
42 | Generic | Detector Power Pack Unit (DPU) |  |  | Non Dimmed Traffic Signals | 7912042000100 | 42
48 | Generic | Detector Power Pack Unit (DPU) |  |  | Non Dimmed Traffic Signals | 7912048000100 | 48
10 | Generic | Variable Maximum Unit (VMU) |  |  | Non Dimmed Traffic Signals | 7914010000100 | 10
7 | Generic | Microprocessor Optimised Vehicle Activation (MOVA) |  |  | Non Dimmed Traffic Signals | 7915007000100 | 7
17 | Signature Limited | Belisha Beacons |  | 24V LED NON-FLASH Beacon & 24V DC Transformer | Non Dimmed Traffic Signals | 7916017000100 | 18
50 | Generic | Belisha Beacons | Tungsten lamp |  | Non Dimmed Traffic Signals | 7916050000100 | 31
60 | Generic | Belisha Beacons | Tungsten lamp |  | Non Dimmed Traffic Signals | 7916060000100 | 37
100 | Generic | Belisha Beacons | Tungsten lamp |  | Non Dimmed Traffic Signals | 7916100000100 | 62
150 | Generic | Belisha Beacons | Tungsten lamp |  | Non Dimmed Traffic Signals | 7916150000100 | 93
5 | Siemens Mobility | Regulatory or Box Sign |  | Plus+ REG Sign (667/1/53514/ETC) | Non Dimmed Traffic Signals | 7917005000100 | 5
18 | Generic | Box Sign | 3 x 6w Fluorescent |  | Non Dimmed Traffic Signals | 7917018000100 | 36
21 | Generic | Box Sign | 3 x 7w Fluorescent |  | Non Dimmed Traffic Signals | 7917021000100 | 33
50 | Generic | School Crossing Patrol Signal | Aspect per Lamp |  | Non Dimmed Traffic Signals | 7918050000100 | 25
60 | Generic | School Crossing Patrol Signal | Aspect per Lamp |  | Non Dimmed Traffic Signals | 7918060000100 | 30
100 | Generic | School Crossing Patrol Signal | Aspect per Lamp |  | Non Dimmed Traffic Signals | 7918100000100 | 50
150 | Generic | School Crossing Patrol Signal | Aspect per Lamp |  | Non Dimmed Traffic Signals | 7918150000100 | 75
150 | Generic | Pole Mounted Responder |  |  | Non Dimmed Traffic Signals | 7919150000100 | 150
1 | TDC Limited | Traffic Counter |  | High-Trac-100/High-Trac- UTC-L Universal Traffic Counter/High-Trac-EMU2/High-Trac - Blue Traffic Impact Analysis System | Non Dimmed Traffic Signals | 7920001000100 | 0.1
5 | Techmiracle Technologies Ltd | Traffic Counter |  | TT RTMS G4 | Non Dimmed Traffic Signals | 7920005000100 | 4.6
10 | Simulation Systems | Traffic Counter |  | BlueTruth Outstation | Non Dimmed Traffic Signals | 7920010000100 | 9.3
12 | Vivacity Labs | Traffic Counter |  | VIVACITY SENSOR 2.1 | Non Dimmed Traffic Signals | 7920012000100 | 12
12 | Siemens Mobility | Traffic Counter |  | Siemens MLR-12 Type 48 Radar | Non Dimmed Traffic Signals | 7920012001100 | 12
13 | Vivacity Labs | Traffic Counter |  | V-City Sensor with GPU at maximum operation | Non Dimmed Traffic Signals | 7920013000100 | 13
14 | Vivacity Labs | Traffic Counter |  | VIVACITY SENSOR 2.2 | Non Dimmed Traffic Signals | 7920014000100 | 14
180 | Generic | Traffic Counter |  |  | Non Dimmed Traffic Signals | 7920180000100 | 180
3 | Truvelo UK | Speeding/Red Light Camera |  | Truvelo Communications Box – SA007 | Non Dimmed Traffic Signals | 7921003002100 | 2.9
20 | Jenoptik Traffic Solutions UK Ltd | Speeding / Red Light Camera |  | Vysionics Vector | Non Dimmed Traffic Signals | 7921020000100 | 20
21 | Transport Technology Services | Speed Camera |  | AN287/AN288 | Non Dimmed Traffic Signals | 7921021000100 | 21
21 | Truvelo UK Ltd | Speeding / Red Light Camera |  | Combi SMC Speed Camera System | Non Dimmed Traffic Signals | 7921021001100 | 21
24 | Redspeed International Ltd | Speed Camera |  | RedFusion Camera Head | Non Dimmed Traffic Signals | 7921024000100 | 24
25 | Truvelo UK | Speeding/Red Light Camera |  | Truvelo Auxiliary Flash – T375 | Non Dimmed Traffic Signals | 7921025001100 | 25
30 | Jenoptik Traffic Solution UK Ltd | Speeding / Red Light Camera |  | Vector SR | Non Dimmed Traffic Signals | 7921030000100 | 25
33 | Truvelo UK | Speeding/Red Light Camera |  | Truvelo DCAM – DCAM-P | Non Dimmed Traffic Signals | 7921033000100 | 33
35 | Cubic Transportation Systems ITMS | Speeding / Red Light Camera |  | RS-GS11-UK | Non Dimmed Traffic Signals | 7921035000100 | 35
37 | Serco Intergrated Transport Ltd | Red Light/Speed Camera |  | Traffic Red light Speed Camera | Non Dimmed Traffic Signals | 7921037000100 | 37
40 | Serco Intergrated Transport Ltd | Speed Camera |  | Wet Film Radar Type 24 Speed Camera | Non Dimmed Traffic Signals | 7921040001100 | 40
46 | Siemens | Speeding / Red Light Camera | Single ANPR camera system | Safezone single ANPR camera system 667/146300/ETC | Non Dimmed Traffic Signals | 7921046000100 | 46
50 | Jenoptik Traffic Solutions UK Ltd | Speeding / Red Light Camera |  | ZXIR Entry/Exit Camera (with 1XLED IR Illuminator) | Non Dimmed Traffic Signals | 7921050001100 | 46
55 | Cubic Transportation Systems ITMS | Speeding / Red Light Camera |  | GTC-GS11-UK | Non Dimmed Traffic Signals | 7921055000100 | 56
70 | Siemens | Speeding / Red Light Camera | Twin ANPR Camera System | Safezone twin ANPR Camera system 667/1/46300/ETC | Non Dimmed Traffic Signals | 7921070000100 | 69
100 | Jenoptik Traffic Solutions UK Ltd | Speeding / Red Light Camera | For use with Bosch Infra-Red Light SLED20-8BD and ICEE POD | SPECS 3 POD | Non Dimmed Traffic Signals | 7921100000100 | 95
100 | Redspeed International Ltd | Speeding / Red Light Camera |  | RedSpeed Redguard Speedcurb 1 Head (Outstation Cabinet) | Non Dimmed Traffic Signals | 7921100001100 | 105
100 | Redflex Traffic Systems | Speeding/Red Light Camera |  | REDFLEXred | Non Dimmed Traffic Signals | 7921100002100 | 81
119 | Redspeed International Ltd | Speeding / Red Light Camera | Speed Detection Cabinet | RedFusion Cabinet | Non Dimmed Traffic Signals | 7921119000100 | 119
120 | Redspeed International Ltd | Speeding / Red Light Camera |  | RedSpeed Redguard Speedcurb 2 Head (Outstation Cabinet) | Non Dimmed Traffic Signals | 7921120000100 | 120
132 | Redflex Traffic Systems | Speeding / Red Light Camera | Speed Camera | REDFLEXhadecs3 | Non Dimmed Traffic Signals | 7921132000100 | 126
150 | Systems Engineering & Assessment Ltd | Speeding / Red Light Camera |  | ROADflow Signal/ROADflow Metro | Non Dimmed Traffic Signals | 7921150000100 | 150
191 | Peek Traffic Ltd | Speeding / Red Light Camera | Speed Camera | HADECS Type 2.5 Camera | Non Dimmed Traffic Signals | 7921191000100 | 191
200 | Imtech Traffic & Infra | Speeding / Red Light Camera | Speed Camera | Imtech HADECS3 | Non Dimmed Traffic Signals | 7921200001100 | 196
200 | Dynniq UK | Speeding/Red Light Camera |  | HADECS 3 RedX | Non Dimmed Traffic Signals | 7921200002100 | 175
500 | Generic | Speeding / Red Light Camera |  |  | Non Dimmed Traffic Signals | 7921500000100 | 500
10 | Dambach UK Ltd | Motorway Overhead Gantry |  | Prism Sign Controller | Non Dimmed Traffic Signals | 7922010000100 | 10
200 | Generic | Motorway Overhead Gantry | Per signal face 200w |  | Non Dimmed Traffic Signals | 7922200000100 | 200
400 | Generic | Motorway Overhead Gantry | Per signal face 400w |  | Non Dimmed Traffic Signals | 7922400000100 | 400
42 | Generic | Ticket Machine |  |  | Non Dimmed Traffic Signals | 7923042000100 | 42
25 | Generic | Wait Signal/ Push Button (dimmed) | Pedestrian Control, Tungsten Wait signal / Push Button | “WAIT” Signals | Dimmed Traffic Signals | 7924025000100 | 5
40 | Generic | Wait Signal/ Push Button (dimmed) | Pedestrian Control, Tungsten Wait signal / Push Button | “WAIT” Signals | Dimmed Traffic Signals | 7924040000100 | 8
50 | Generic | Wait Signal/ Push Button (dimmed) | Pedestrian Control, Tungsten Wait signal / Push Button | “WAIT” Signals | Dimmed Traffic Signals | 7924050000100 | 10
65 | Generic | Wait Signal/ Push Button (dimmed) | Pedestrian Control, Tungsten Wait signal / Push Button | “WAIT” Signals | Dimmed Traffic Signals | 7924065000100 | 13
2 | Westcotec Ltd | Speed Warning Signs |  | B-SP3-D 300mm Slow Down Sign | Non Dimmed Traffic Signals | 7925002000100 | 2.4
2 | Westcotec Ltd | Speed Warning Signs |  | E-SP4D 450mm Slow Down Sign | Non Dimmed Traffic Signals | 7925002001100 | 2.4
3 | Westcotec Ltd | Speed Warning Signs |  | M-TR7-D 750mm Slow Down Sign | Non Dimmed Traffic Signals | 7925003000100 | 2.6
5 | Sunset Solar | Speed Warning Signs |  | Driver Feedback Sign | Non Dimmed Traffic Signals | 7925005000100 | 4.7
6 | Messagemaker Displays | Speed Warning Signs |  | Messagemaker MMD TSLS LED SPEED SIGN (weighted average for continuous Switch Regime - No display outside of school patrol times) | Non Dimmed Traffic Signals | 7925006001100 | 5.8
10 | Gensol/Dambach UK Ltd/Unipart Rail Dorman | Speed Warning Signs | Vehicle Activated Warning Sign | Gensol/Dambach UK/Unipart Rail Dorman- LED Traffic Warning Sign | Non Dimmed Traffic Signals | 7925010000100 | 10
10 | Generic | Speed Warning Signs | LED, Vehicle Activated Warning Sign | LED Traffic Warning Sign | Non Dimmed Traffic Signals | 7925010002100 | 10
12 | Messagemaker Displays | Speed Warning Signs |  | Messagemaker MMD TSLS LED SPEED SIGN (weighted average for continuous Switch Regime - For non school patrol use, No amber flashers) | Non Dimmed Traffic Signals | 7925012000100 | 12
13 | Messagemaker Displays | Speed Warning Signs |  | Messagemaker MMD TSLS LED SPEED SIGN (weighted average for continuous Switch Regime - No amber flashers outside of school patrol times) | Non Dimmed Traffic Signals | 7925013000100 | 13
30 | VMS Limited | Variable Message Signs |  | LED Car Park Guidance Information Sign (1x6 Character Array) | Non Dimmed Traffic Signals | 7926030000100 | 26
40 | VMS Limited | Variable Message Signs |  | LED Car Park Guidance Information Sign (2x6 Character Array) | Non Dimmed Traffic Signals | 7926040000100 | 32
50 | VMS Limited | Variable Message Signs |  | LED Car Park Guidance Information Sign (3x6 Character Array) | Non Dimmed Traffic Signals | 7926050000100 | 38
60 | VMS Limited | Variable Message Signs |  | LED Car Park Guidance Information Sign (4x6 Character Array) | Non Dimmed Traffic Signals | 7926060000100 | 43
65 | VMS Limited | Variable Message Signs |  | LED Car Park Guidance Information Sign 15 by 4 | Non Dimmed Traffic Signals | 7926065000100 | 60
70 | VMS Limited | Variable Message Signs |  | LED Car Park Guidance Information Sign (5x6 Character Array) | Non Dimmed Traffic Signals | 7926070000100 | 48
80 | VMS Limited | Variable Message Signs |  | LED Car Park Guidance Information Sign (6x6 Character Array) | Non Dimmed Traffic Signals | 7926080000100 | 54
200 | VMS Limited | Variable Message Signs | LED Information Sign (Matrix Array) and Control unit | Pegasus 160 A100-2569 | Non Dimmed Traffic Signals | 7926200000100 | 239
50 | Generic | Vehicle Aspect - Filter lamp (undimmed) | Green filter |  | Non Dimmed Traffic Signals | 7927050000100 | 10
65 | Generic | Vehicle Aspect - Filter lamp (undimmed) | Green filter |  | Non Dimmed Traffic Signals | 7927065000100 | 13
50 | Generic | Vehicle Aspect - Filter lamp (dimmed) | Green filter |  | Dimmed Traffic Signals | 7928050000100 | 10
65 | Generic | Vehicle Aspect - Filter lamp (dimmed) | Green filter |  | Dimmed Traffic Signals | 7928065000100 | 13
10 | Simmonsigns | Vehicle Activated Sign (Dimmed Activated) |  | Post-IS Speed Watch (Speed Activated Warning Sign) (Dimmed) | Dimmed Traffic Signals | 7929010000100 | 10
10 | Simmonsigns | Vehicle Activated Sign (dimmed activated) |  | Invica VAS | Dimmed Traffic Signals | 7929010001100 | 10
17 | 3M Centre | Vehicle Activated Sign – Dimmed Activated | LED | DFS 700 | Dimmed Traffic Signals | 7929011000100 | 11
5 | Highways Agency | Weather detection/measurement equipment | Ambient Light Monitor |  | Non Dimmed Traffic Signals | 7930005000100 | 5
18 | Generic | Weather detection/measurement equipment | Meteorology Fog Detector |  | Non Dimmed Traffic Signals | 7930018000100 | 18
80 | Generic | Weather detection/measurement equipment | Meteorology Anemometer |  | Non Dimmed Traffic Signals | 7930080000100 | 80
100 | Generic | Weather detection/measurement equipment | Meteorology Ice Detector |  | Non Dimmed Traffic Signals | 7930100000100 | 100
12 | Siemens Mobility | Supply cabinet | Cabinet Heater (with thermostat) | Heater kit 667/1/45974/000 | Non Dimmed Traffic Signals | 7931012000100 | 12
44 | Siemens Mobility | Supply cabinet | Cabinet Heater (continuous operation) | Heater kit 667/1/45974/001 | Non Dimmed Traffic Signals | 7931044000100 | 44
100 | Jenoptik Traffic Solutions UK Ltd | Supply Cabinet | For use with SPECS 3 POD and Bosch Infra-Red Light SLED20-8BD | ICEE POD Cabinet | Non Dimmed Traffic Signals | 7931100000100 | 33
180 | Highways Agency | Supply Cabinet |  | 600 / 617 Cabinet | Non Dimmed Traffic Signals | 7931180000100 | 180
18 | Chubb Systems | CCTV Equipment | Camera and Power Supply Unit | Chubb Fixed Camera and Power Supply Unit | Non Dimmed Traffic Signals | 7932018000100 | 18
21 | Graham First Communications Ltd | CCTV Equipment | Camera & Fibre Optic Communication | ES31CBW24-5N-X (Camera) ; FVT-1010S1SHR (Comm Network) | Non Dimmed Traffic Signals | 7932021000100 | 23
30 | Generic | CCTV Equipment |  |  | Non Dimmed Traffic Signals | 7932030000100 | 30
330 | Highways Agency | CCTV Equipment | CCTV Outstation |  | Non Dimmed Traffic Signals | 7932330000100 | 330
50 | Highways Agency | Audio Equipment |  |  | Non Dimmed Traffic Signals | 7933050000100 | 50
2 | Siemens | Radio Equipment |  | Siemens Smartlink Repeater Node Configuration | Non Dimmed Traffic Signals | 7934002000100 | 2
5 | Siemens | Radio Equipment |  | Siemens Smartlink End Node Configuration | Non Dimmed Traffic Signals | 7934005000100 | 5
6 | Siemens | Radio Equipment |  | Siemens Smartlink Centre Node Configuration | Non Dimmed Traffic Signals | 7934006000100 | 6
8 | Siemens | Radio Equipment |  | Siemens Smartlink Gateway Configuration | Non Dimmed Traffic Signals | 7934008000100 | 8
150 | Generic | Radio Equipment |  |  | Non Dimmed Traffic Signals | 7934150000100 | 150
240 | Highways Agency | Telephone Equipment |  | NMCS2 Telephone Transponder | Non Dimmed Traffic Signals | 7935240000100 | 240
250 | Highways Agency | Telephone Equipment |  | Telephone Bridging Unit | Non Dimmed Traffic Signals | 7935250000100 | 250
0.2 | Simmonsigns | Communications Equipment |  | GPRS Web Connect 230V | Non Dimmed Traffic Signals | 7936000000100 | 0.2
0 | Vortex IoT | Communications equipment | Wireless router device that uses Zigbee low power wireless mesh networking technology | VMN Router | Non Dimmed Traffic Signals | 7936000001100 | 0.2
1 | GATETEL | Communications equipment | Modem for Traffic Signal Fault Log Monitoring | Modem for Traffic Signal Fault Log Monitoring: EZ863-GPS. | Non Dimmed Traffic Signals | 7936001000100 | 1
1 | Siemens | Communications equipment | Interface equipment | WiMag Standard Interface Card 667/1/47221/000 | Non Dimmed Traffic Signals | 7936001001100 | 1.1
1 | RTEM LTD | Communications equipment |  | RTEM SP4B Bluetooth | Non Dimmed Traffic Signals | 7936001002100 | 0.6
1 | SeNd Technology | Communications equipment | GSM Remote Control | Mobi.Control | Non Dimmed Traffic Signals | 7936001003100 | 1
1 | Telefonica | Communications equipment |  | Toshiba Communications Hub | Non Dimmed Traffic Signals | 7936001004100 | 1.2
1 | Genie Access | Communications equipment |  | Genie 1 Input, 2 Output Video Distributor GCD02HD, associated AC/DC adapter SWP12500-U | Non Dimmed Traffic Signals | 7936001005100 | 0.8
2 | Moxa and Franmar | Communications equipment | Ethernet to fibre media converter and AC/DC power supply | MOXA IMC-21GA-T and FRA036-S24-2 | Non Dimmed Traffic Signals | 7936002000100 | 2.4
3 | Netcomm Wireless and Meanwell | Communications equipment | 3G/4G Router/Modem and AC Power Adaptor | NTC-140-02 and GST18B12-P1J | Non Dimmed Traffic Signals | 7936003000100 | 2.7
3 | Siemens Mobility | Communications Equipment |  | Plus+ RAG Node (667/1/53111/ETC) - Only for use when not part of RAG signal head | Non Dimmed Traffic Signals | 7936003001100 | 3
4 | Siemens | Communications equipment | Wireless gateway - 2 way wireless links | WiMag Access Point 640/4/90030/001 | Non Dimmed Traffic Signals | 7936004000100 | 3.8
4 | Siemens | Communications equipment | Ethernet ports | WiMag 4 Port POE Hub 408/4/54224/000 | Non Dimmed Traffic Signals | 7936004001100 | 3.9
5 | Alcatel Lucent | Communications equipment | Communications equipment Modem (plus 25% uplift for rectifier) | ASMI 31 Modem | Non Dimmed Traffic Signals | 7936005000100 | 6.3
5 | Lucy Zodion | Communications Equipment |  | F6800 - Multitech Conduit – MTCDTIP-LEU-xxx-868 F6801 - Multitech Conduit – MTCDTIP-LEU-xxx-915 | Non Dimmed Traffic Signals | 7936005001100 | 5.7
6 | Alcatel Lucent | Communications equipment | Communications equipment Modem (plus 25% uplift for rectifier) | ASMI 52 L Modem | Non Dimmed Traffic Signals | 7936006000100 | 8
6 | Alcatel Lucent | Communications equipment | Communications equipment Video Multiplexer (plus 25% uplift for rectifier) | AMG 3711 E Video Multiplexer | Non Dimmed Traffic Signals | 7936006001100 | 8
6 | Siemens | Communications equipment | Ethernet ports | WiMag Eight Port POE Hub 408/4/54225/000 | Non Dimmed Traffic Signals | 7936006002100 | 6.3
7 | Alcatel Lucent | Communications equipment | Communications equipment Video Multiplexer (plus 25% uplift for rectifier) | AMG 3738 D Video Multiplexer | Non Dimmed Traffic Signals | 7936007000100 | 9
7 | Westermo Data Communications Ltd | Communications equipment | Industrial Ethernet Extender | DDW-142 | Non Dimmed Traffic Signals | 7936007001100 | 7
8 | Alcatel Lucent | Communications equipment | Communications equipment router (plus 25% uplift for rectifier) | Telindus 1423 router | Non Dimmed Traffic Signals | 7936008000100 | 10
8 | Siemens | Communications equipment | Interface equipment | WiMag Loop Detector Replacement Card 667/1/47280/000 | Non Dimmed Traffic Signals | 7936008001100 | 8.6
8 | Telent | Communications equipment | Video Encoder | Moxa Vport 461A Series Video Encoder | Non Dimmed Traffic Signals | 7936008002100 | 8.2
9 | Siemens | Communications equipment | MIDAS-IP Outstation, Motorway Communications Equipment | Siemens MIDAS-IP: 667/1/32500/000 HA Number: MIDAS-0034-1-SPC | Non Dimmed Traffic Signals | 7936009000100 | 9
9 | Alcatel Lucent | Communications equipment | Communications equipment Modem (plus 25% uplift for rectifier) | ASMI 52 Modem | Non Dimmed Traffic Signals | 7936009001100 | 11
9 | Actelis Networks | Communications equipment |  | ML622i | Non Dimmed Traffic Signals | 7936009002100 | 6
9 | Cisco | Communications equipment |  | Cisco 881 Modem | Non Dimmed Traffic Signals | 7936009003100 | 7
9 | Actelis and Franmar | Communications equipment | Ethernet Access Device and AC/DC power supply | Actelis ML622 and Franmar FRA036-S48-4-52080E-UK | Non Dimmed Traffic Signals | 7936009004100 | 9.3
11 | Actelis and Franmar | Communications equipment | Compact Ethernet switch/ Extender and AC/DC Power supply | Actelis ML684 and Franmar FRA036-S48-4-52080E-UK | Non Dimmed Traffic Signals | 7936011000100 | 11
12 | Actelis Networks | Communications equipment |  | ML624 | Non Dimmed Traffic Signals | 7936012000100 | 10
12 | Telent | Communications equipment | Telecommunications IP switch | Actelis ML540 AC | Non Dimmed Traffic Signals | 7936012001100 | 12
13 | Costain | Communications equipment | Message Sign and Signals Controller | ROADSIDE CONTROLLER VERSION3 (RCV3) DL5759-00 | Non Dimmed Traffic Signals | 7936013000100 | 13
14 | Alcatel Lucent | Communications equipment | Communications equipment alarm unit (plus 25% uplift for rectifier) | TEXEL VE5000 Alarm Unit | Non Dimmed Traffic Signals | 7936014000100 | 18
15 | Alcatel Lucent | Communications equipment | Communications equipment video encoder (plus 25% uplift for rectifier) | Cellstack SOLO | Non Dimmed Traffic Signals | 7936015000100 | 19
15 | Actelis Networks | Communications equipment |  | ML628 | Non Dimmed Traffic Signals | 7936015001100 | 13
15 | INIT (Innovations in Trasportation Ltd) | Communications equipment |  | LISA L13885 | Non Dimmed Traffic Signals | 7936015002100 | 15
15 | Westermo Data Communications Ltd | Communications equipment | ADSL router | DR-270A | Non Dimmed Traffic Signals | 7936015003100 | 16
15 | Streetline | Communications equipment | Gateway | SL-PC21 | Non Dimmed Traffic Signals | 7936015004100 | 11
22 | Alcatel Lucent | Communications equipment |  | 7210 SAS-D ETR | Non Dimmed Traffic Signals | 7936022000100 | 22
23 | Ruckus Wireless | Communications Equipment |  | ICX7150-C12P-2X1G | Non Dimmed Traffic Signals | 7936023000100 | 23
25 | Highways Agency | Communications equipment |  | EMI / EMS Driver | Non Dimmed Traffic Signals | 7936025000100 | 25
30 | Highways Agency | Communications equipment |  | NMCS1 Signal Controller (3 Way) / VMS Driver / Signal Power Unit 2 or 3 Way | Non Dimmed Traffic Signals | 7936030000100 | 30
30 | Alcatel Lucent | Communications equipment | Communications equipment LAN (plus 25% uplift for rectifier) | Omniswitch 6855-14 Ethernet LAN | Non Dimmed Traffic Signals | 7936030001100 | 38
30 | Simulation Systems | Communications equipment | 1 DL5432-700 PSU, 1 DL5432-10 Translator and 1 AMSI 52 Modem or 2 1423 Modems, Motorway Signs Control Equipment | SSL IPT (1 DL5432-10 Translator) | Non Dimmed Traffic Signals | 7936030002100 | 30
36 | Highways Agency | Communications equipment |  | NMCS2 Signal Driver | Non Dimmed Traffic Signals | 7936036000100 | 36
37 | Simulation Systems | Communications equipment | 1 DL5432-700 PSU, 2 DL5432-10 Translators and 1 AMSI 52 Modem or 2 1423 Modems, Motorway Signs Control Equipment | SSL IPT (2 DL5432-10 Translators) | Non Dimmed Traffic Signals | 7936037000100 | 37
40 | Highways Agency | Communications equipment |  | NMCS2 MIDAS Transponder | Non Dimmed Traffic Signals | 7936040000100 | 40
50 | Highways Agency | Communications equipment |  | NMCS1 Signal Switch / Regional Communications Controller | Non Dimmed Traffic Signals | 7936050000100 | 50
53 | Telent | Communications equipment | Ethernet Switch | Nokia 7210 SAS-T ETR | Non Dimmed Traffic Signals | 7936053000100 | 53
60 | Highways Agency | Communications equipment |  | Mini Carrier Terminal | Non Dimmed Traffic Signals | 7936060000100 | 60
69 | Alcatel Lucent | Communications equipment |  | 7210 SAS-M (10Gig E) | Non Dimmed Traffic Signals | 7936069000100 | 68
75 | Highways Agency | Communications equipment |  | NMCS2 MIDAS Outstation | Non Dimmed Traffic Signals | 7936075000100 | 75
80 | Highways Agency | Communications equipment |  | Main Line Carrier Terminal | Non Dimmed Traffic Signals | 7936080000100 | 80
82 | Alcatel Lucent | Communications equipment | Communications equipment LAN (plus 25% uplift for rectifier) | ALU OS6850 Ethernet LAN | Non Dimmed Traffic Signals | 7936082000100 | 103
100 | Highways Agency | Communications equipment |  | Main Line Carrier Repeater | Non Dimmed Traffic Signals | 7936100000100 | 100
120 | Highways Agency | Communications equipment |  | Modem Equipment | Non Dimmed Traffic Signals | 7936120000100 | 120
145 | Highways Agency | Communications equipment |  | NMCS2 Signal Transponder | Non Dimmed Traffic Signals | 7936145000100 | 145
180 | Highways Agency | Communications equipment |  | Pulse Code Modulator | Non Dimmed Traffic Signals | 7936180000100 | 180
250 | Highways Agency | Communications equipment |  | Common Interface (2456 / 9334) / Private Wire Interface / NMCS1 Responder | Non Dimmed Traffic Signals | 7936250000100 | 250
500 | Highways Agency | Communications equipment |  | Transmission Station Battery Backup | Non Dimmed Traffic Signals | 7936500000100 | 500
77 | King Transport Equipment Ltd | Variable Message Signs (Dimmed) |  | Multisign | Dimmed Traffic Signals | 7937077000100 | 77
1 | AGD | LED Wait Signal/Push Button (undimmed) |  | AGD921 Push Button Unit | Non Dimmed Traffic Signals | 7938001000100 | 0.48
1 | Motus Traffic | LED Wait signal/Push button (undimmed) |  | Tactile Unit (undimmed) | Non Dimmed Traffic Signals | 7938001001100 | 0.2
2 | Motus Traffic | LED Wait signal/Push button (undimmed) |  | LED Demand Unit Without Tactile (undimmed) | Non Dimmed Traffic Signals | 7938002000100 | 0.5
3 | Siemens Mobility | LED Wait Signal/Push Button (undimmed) |  | Plus+ Pedestrian Demand Unit (667/1/53606/ETC) | Non Dimmed Traffic Signals | 7938003000100 | 0.5
5 | Motus Traffic Limited | LED Wait Signal/Push Button (undimmed) |  | Motus LED Corn Lamp Retro fit for Wait Signal/ Push Button | Non Dimmed Traffic Signals | 7938005000100 | 4.6
6 | Solutions LED | LED Wait Signal/Push Button (undimmed) |  | 6W GLS LED Bulb | Non Dimmed Traffic Signals | 7938006000100 | 1.7
8 | Siemens Mobility | LED Wait signal/Push button (undimmed) |  | Plus+ Demand Unit (Wait) (667/1/53602/ETC) | Non Dimmed Traffic Signals | 7938008000100 | 1.5
13 | AGD Systems | LED Wait Signal/Push Button (undimmed) |  | 924-69x-xxx | Non Dimmed Traffic Signals | 7938013001100 | 2.8
1 | Motus Traffic | LED Wait signal/Push button (dimmed) |  | Tactile Unit (dimmed) | Dimmed Traffic Signals | 7939001000100 | 0.2
2 | Motus Traffic | LED Wait signal/Push button (dimmed) |  | LED Demand Unit Without Tactile (dimmed) | Dimmed Traffic Signals | 7939002000100 | 0.5
3 | Siemens Mobility | LED Wait Signal/Push Button (dimmed) |  | Plus+ Pedestrian Demand Unit (667/1/53606/ETC) | Dimmed Traffic Signals | 7939003000100 | 0.5
4 | AGD | Pedestrian Control | Pedestrian Call Demand Unit | AGD 941 Pedestrian Demand Unit (from S/No. -03283 to -10312) | Dimmed Traffic Signals | 7939004000100 | 0.8
4 | AGD | LED Wait Signal/Push Button (dimmed) | Pedestrian Call Demand Unit | 941-66x Pedestrian Demand Unit (from S/No. -10313 onwards) | Dimmed Traffic Signals | 7939004001100 | 1.1
7 | telent | LED Wait Signal/Push Button (dimmed) |  | ELV LED MKII Wait Lamp | Dimmed Traffic Signals | 7939007000100 | 1.4
8 | AGD | LED Wait Signal/Push Button (dimmed) | Pedestrian Call Demand Unit | AGD 941 Pedestrian Demand Unit (from S/no. -00001 to -03282) | Dimmed Traffic Signals | 7939008000100 | 8
8 | Siemens Mobility | LED Wait signal/Push button (dimmed) |  | Plus+ Demand Unit (Wait) (667/1/53602/ETC) | Dimmed Traffic Signals | 7939008001100 | 1.5
9 | Siemens | LED Wait Signal/Push Button (dimmed) | LED, Nearside Wait | 667/1/30210/100 | Dimmed Traffic Signals | 7939009000100 | 12
9 | Siemens | LED Wait Signal/Push Button (dimmed) | LED, Nearside Demand Indicator | 667/1/30675/101 | Dimmed Traffic Signals | 7939009001100 | 8.7
9 | AGD | LED Wait Signal/Push Button (dimmed) | Pelican | AGD 924 PELICAN Pedestrian Demand Unit & Wait Signal (from S/No. -01662 to -04241) | Dimmed Traffic Signals | 7939009002100 | 1.8
9 | AGD | LED Wait Signal/Push Button (dimmed) | Pelican | 924 PELICAN Pedestrian Demand Unit & Wait Signal (from S/No. -04242 onwards) | Dimmed Traffic Signals | 7939009003100 | 2.4
11 | AGD | LED Wait Signal/Push Button (dimmed) | Pelican | AGD 924 PELICAN Pedestrian Signal (from S/No. -00001 to -01661) | Dimmed Traffic Signals | 7939011000100 | 11
11 | AGD | LED Wait Signal/Push Button (dimmed) | Pelican | SA-146 (from S/No. -00001 onwards) | Dimmed Traffic Signals | 7939011001100 | 4.1
11 | Siemens | LED Wait Signal/Push Button (dimmed) | CLS | 667/1/47700/ETC and 667/1/47710/ETC | Dimmed Traffic Signals | 7939011002100 | 2.2
12 | Peek Traffic Ltd | LED Wait Signal/Push Button (dimmed) | LED | Elite 230VAC CLS LED Pedestrian / Equestrian | Dimmed Traffic Signals | 7939012000100 | 12
13 | AGD | LED Wait Signal/Push Button (dimmed) | Puffin | AGD 920 (from S/no. -06723 to -08837)/ AGD 940 (from S/no. -00002 to -01202) PUFFIN Near Side Pedestrian Signal | Dimmed Traffic Signals | 7939013000100 | 13
13 | AGD Systems | LED Wait Signal/Push Button (dimmed) |  | 924-69x-xxx | Dimmed Traffic Signals | 7939013001100 | 2.8
1.925 | telent | LED 3 lamp vehicle aspect (undimmed) | RED/AMBER/GREEN | LED4G Low Level Cycle Signal 48V | Non Dimmed Traffic Signals | 7940002000100 | 1.925
2 | Swarco Traffic Ltd | LED 3 lamp vehicle aspect (undimmed) | Red/Amber/Green | Swarco 100mm Mini Signal | Non Dimmed Traffic Signals | 7940002001100 | 1.5045
3 | telent | LED 3 lamp vehicle aspect (undimmed) | RED/AMBER/GREEN | LED3G 48V and LED4G 48V | Non Dimmed Traffic Signals | 7940003000100 | 3.4
5 | telent | LED 3 lamp vehicle aspect (undimmed) | RED/AMBER/GREEN | LED3G 230V and LED4G(Compatible) 230V | Non Dimmed Traffic Signals | 7940005000100 | 4.9
5 | telent | LED 3 lamp vehicle aspect (undimmed) | RED/AMBER/GREEN | LED3G 48V and LED4G(Compatible) 48V | Non Dimmed Traffic Signals | 7940005001100 | 4.6
7 | Aldridge Traffic Systems | LED 3 lamp vehicle aspect (undimmed) |  | Aldridge 3 Aspect LED Traffic Signal CLS ELV 48V | Non Dimmed Traffic Signals | 7940007000100 | 2.3
7 | Mallatite | LED 3 lamp vehicle aspect (undimmed) | AMBER/RED/RED | WIGWAG-IGEN-MASTER WIGWAG-IGEN-SLAVE | Non Dimmed Traffic Signals | 7940007001100 | 2.2
9 | Peek Traffic Ltd | LED 3 lamp vehicle aspect (undimmed) |  | Elite TLED 230V/48V | Non Dimmed Traffic Signals | 7940009000100 | 3
10 | Motus Traffic | LED 3 lamp vehicle aspect (undimmed) | Red/Amber/Green | Ultra LED Signal Head ELV Undimmed (Day) | Non Dimmed Traffic Signals | 7940010000100 | 4.1
10 | Siemens Mobility | LED 3 lamp vehicle aspect (undimmed) | GREEN/RED/AMBER | Plus+ 3 LED lamp vehicle aspect (667/1/53500/ETC) with RAG Node (6671/53111/ETC) | Non Dimmed Traffic Signals | 7940010001100 | 3.2
12 | telent | LED 3 lamp vehicle aspect (undimmed) | RED/AMBER/GREEN | ATS CLS LV | Non Dimmed Traffic Signals | 7940012000100 | 4.3
13 | Motus Traffic | LED 3 lamp vehicle aspect (undimmed) | Red/Amber/Green | Ultra LED Signal Head LV (undimmed) | Non Dimmed Traffic Signals | 7940013000100 | 4.8
13 | Motus Traffic | LED 3 lamp vehicle aspect (undimmed) | Red/Amber/Green | Ultra LED Signal Head LV Pulsar (undimmed) | Non Dimmed Traffic Signals | 7940013001100 | 4.9
14 | Visilogue Ltd | LED 3 lamp vehicle aspect (undimmed) | LED | 3 Lamp Aspect Undimmed | Non Dimmed Traffic Signals | 7940014000100 | 5
14 | telent | LED 3 lamp vehicle aspect (undimmed) | RED/AMBER/GREEN | LED Retrofit Signal LV | Non Dimmed Traffic Signals | 7940014001100 | 4.7
18 | Peek Traffic Ltd | LED 3 lamp vehicle aspect (undimmed) |  | Elite TLED 230V + LEM(TRX) | Non Dimmed Traffic Signals | 7940018000100 | 7
23 | Generic | LED 3 lamp vehicle aspect (undimmed) |  |  | Non Dimmed Traffic Signals | 7940023000100 | 23
26 | Peek Traffic Ltd | LED 3 lamp vehicle aspect (undimmed) |  | Elite TLED 230V + LEM(ST800/900) | Non Dimmed Traffic Signals | 7940026000100 | 10
1.925 | telent | LED 3 lamp vehicle aspect (dimmed) | RED/AMBER/GREEN | LED4G Low Level Cycle Signal 48V | Dimmed Traffic Signals | 7941002000100 | 1.925
2 | Swarco Traffic Ltd | LED 3 lamp vehicle aspect (dimmed) | Red/Amber/Green | Swarco 100mm Mini Signal | Dimmed Traffic Signals | 7941002001100 | 1.5045
3 | telent | LED 3 lamp vehicle aspect (dimmed) | RED/AMBER/GREEN | LED3G 48V and LED4G 48V | Dimmed Traffic Signals | 7941003000100 | 3.4
5 | telent | LED 3 lamp vehicle aspect (dimmed) | RED/AMBER/GREEN | LED3G 230V and LED4G(Compatible) 230V | Dimmed Traffic Signals | 7941005000100 | 4.9
5 | telent | LED 3 lamp vehicle aspect (dimmed) | RED/AMBER/GREEN | LED3G 48V and LED4G(Compatible) 48V | Dimmed Traffic Signals | 7941005001100 | 4.6
7 | Aldridge Traffic Systems | LED 3 lamp vehicle aspect (dimmed) |  | Aldridge 3 Aspect LED Traffic Signal CLS ELV 48V (dimmed) | Dimmed Traffic Signals | 7941007000100 | 2.3
18 | Peek Traffic Ltd | LED 3 lamp vehicle aspect (dimmed) |  | Elite TLED 230V + LEM(TRX) | Dimmed Traffic Signals | 7941008001100 | 7
9 | Peek Traffic Ltd | LED 3 lamp vehicle aspect (dimmed) |  | Elite TLED 48V/230V | Dimmed Traffic Signals | 7941009000100 | 3
10 | Motus Traffic | LED 3 lamp vehicle aspect (dimmed) | Red/Amber/Green | Ultra LED Signal Head ELV dimmed (Night) | Dimmed Traffic Signals | 7941010000100 | 4.1
10 | Siemens Mobility | LED 3 lamp vehicle aspect (dimmed) | GREEN/RED/AMBER | Plus+ 3 LED lamp vehicle aspect (667/1/53500/ETC) with RAG Node (6671/53111/ETC) | Dimmed Traffic Signals | 7941010001100 | 3.2
11 | Peek Traffic Ltd | Vehicle Aspect - 3 lamp (dimmed) |  | Peek ELV CLS traffic signal head | Dimmed Traffic Signals | 7941011000100 | 3
12 | Siemens | Vehicle Aspect - 3 lamp (dimmed) | LED | Helios ELV CLS traffic signal head Part Number: 667/1/33500/ETC | Dimmed Traffic Signals | 7941012000100 | 4
12 | Visilogue Ltd | LED 3 lamp aspect (dimmed) |  | Visilogue 3-aspect traffic signal head (dimmed) | Dimmed Traffic Signals | 7941012001100 | 4
12 | Siemens | LED 3 lamp vehicle aspect (dimmed) |  | Helios CLS (LV) traffic signal head - 2010 Onwards | Dimmed Traffic Signals | 7941012002100 | 4.3
12 | telent | LED 3 lamp vehicle aspect (dimmed) | RED/AMBER/GREEN | ATS CLS LV | Dimmed Traffic Signals | 7941012003100 | 4.3
13 | Peek Traffic Ltd | LED 3 lamp vehicle aspect (dimmed) | LED | Elite 230VAC CLS LED / Elite 230VAC CLS LED Toucan | Dimmed Traffic Signals | 7941013000100 | 4
13 | Motus Traffic | LED 3 lamp vehicle aspect (dimmed) | Red/Amber/Green | Ultra LED Signal Head LV (dimmed) | Dimmed Traffic Signals | 7941013001100 | 4.8
13 | Motus Traffic | LED 3 lamp vehicle aspect (dimmed) | Red/Amber/Green | Ultra LED Signal Head LV Pulsar (dimmed) | Dimmed Traffic Signals | 7941013002100 | 4.9
14 | Visilogue Ltd | LED 3 lamp vehicle aspect (dimmed) | LED | 3 Lamp Aspect Dimmed | Dimmed Traffic Signals | 7941014000100 | 5
14 | Aldridge Traffic | LED 3 lamp vehicle aspect (dimmed) | LED | Aldridge 3 Aspect LED Traffic Signal LV | Dimmed Traffic Signals | 7941014002100 | 5
14 | Aldridge Traffic | LED 3 lamp vehicle aspect (dimmed) | LED | Aldridge 3 Aspect LED Traffic Signal Extra Low Voltage | Dimmed Traffic Signals | 7941014003100 | 5
14 | telent | LED 3 lamp vehicle aspect (dimmed) | RED/AMBER/GREEN | LED Retrofit Signal LV | Dimmed Traffic Signals | 7941014004100 | 4.7
15 | Siemens | LED 3 lamp vehicle aspect (dimmed) | LED | Helios CLS (LV) traffic signal head | Dimmed Traffic Signals | 7941015000100 | 5
18 | Traffic Engineering Systems Limited | LED 3 lamp vehicle aspect (dimmed) | LED | Lamp Monitorable LED Traffic Signal Aspects for use with Siemens or Microsense traffic signal controllers | Dimmed Traffic Signals | 7941018000100 | 6
24 | Aldridge Traffic | LED 3 lamp vehicle aspect (dimmed) | LED | Aldridge 3 Aspect LED Traffic Signal LV, Dummy Load | Dimmed Traffic Signals | 7941024000100 | 9
26 | Peek Traffic Ltd | LED 3 lamp vehicle aspect (dimmed) |  | Elite TLED 230V + LEM(ST800/900) | Dimmed Traffic Signals | 7941026000100 | 10
27 | telent | LED 3 lamp vehicle aspect (dimmed) | LED | 3G LV with HEU | Dimmed Traffic Signals | 7941027000100 | 10
28 | Siemens | LED 3 lamp vehicle aspect (dimmed) | LED | 3-aspect LED signal head with dimming | Dimmed Traffic Signals | 7941028000100 | 10
28 | Traffic Engineering Systems Limited | LED 3 lamp vehicle aspect (dimmed) | LED | Lamp Monitorable LED Traffic Signal Aspects for use with Peek traffic signal controllers and other types of controller manufactured by companies other than Siemens or Microsense | Dimmed Traffic Signals | 7941028001100 | 10
29 | Peek Traffic Ltd | LED 3 lamp vehicle aspect (dimmed) | Red/Amber/Green | Elite CLS signal with Lamp Emulation Module | Dimmed Traffic Signals | 7941029000100 | 11
34 | Siemens | LED 3 lamp vehicle aspect (dimmed) | LED | Helios CLS (LV) traffic signal head with Lamp Monitoring Facility (LMF) | Dimmed Traffic Signals | 7941034000100 | 11
5 | telent | LED 2 lamp far side pedestrian aspect (undimmed) | RED/GREEN | LED3G 48V and LED4G 48V | Non Dimmed Traffic Signals | 7942005000100 | 4.8
7 | telent | LED 2 lamp far side pedestrian aspect (undimmed) | RED/GREEN | LED3G 48V and LED4G(Compatible) 48V | Non Dimmed Traffic Signals | 7942007000100 | 6.5
7 | telent | LED 2 lamp far side pedestrian aspect (undimmed) | RED/GREEN | LED3G 230V and LED4G(Compatible) 230V | Non Dimmed Traffic Signals | 7942007001100 | 7
7 | Aldridge Traffic Systems | LED 2 lamp far side pedestrian aspect (undimmed) |  | Aldridge 2 Aspect LED Traffic Signal CLS ELV 48V | Non Dimmed Traffic Signals | 7942007002100 | 3.2
9 | Peek Traffic Ltd | LED 2 lamp far side pedestrian aspect (undimmed) |  | Elite TLED 48V/230V | Non Dimmed Traffic Signals | 7942009000100 | 5
9 | Siemens Mobility | LED 2 Lamps far side pedestrian aspect (undimmed) | GREEN/RED | Plus+ 2 LED lamp far side pedestrian aspect (667/1/53500/ETC) with RAG Node (6671/53111/ETC) | Non Dimmed Traffic Signals | 7942009001100 | 4.7
10 | Motus Traffic | LED 2 lamps far side pedestrian aspect (undimmed) | Red/Green | LED 2 lamp far side pedestrian aspect ELV (undimmed) | Non Dimmed Traffic Signals | 7942010000100 | 5.9
12 | telent | LED 2 lamp far side pedestrian aspect (undimmed) | Red/Green | ATS CLS LV | Non Dimmed Traffic Signals | 7942012000100 | 6.1
13 | Motus Traffic | LED 2 lamps far side pedestrian aspect (undimmed) | Red/Green | LED 2 lamp far side pedestrian aspect LV (undimmed) | Non Dimmed Traffic Signals | 7942013000100 | 6.9
13 | Motus Traffic | LED 2 lamps far side pedestrian aspect (undimmed) | Red/Green | LED 2 lamp far side pedestrian aspect LV Pulsar (undimmed) | Non Dimmed Traffic Signals | 7942013001100 | 7
13 | telent | LED 2 lamp pedestrian aspect (undimmed) | RED/GREEN | LED Retrofit Signal LV | Non Dimmed Traffic Signals | 7942013002100 | 6.7
14 | Visilogue Ltd | LED 2 lamp far side pedestrian aspect (undimmed) | LED | 2 Lamp Aspect Undimmed | Non Dimmed Traffic Signals | 7942014000100 | 7
18 | Peek Traffic Ltd | LED 2 lamp far side pedestrian aspect (undimmed) |  | Elite TLED 230V + LEM(TRX) | Non Dimmed Traffic Signals | 7942018000100 | 10
26 | Peek Traffic Ltd | LED 2 lamp far side pedestrian aspect (undimmed) |  | Elite TLED 230V + LEM(ST800/900) | Non Dimmed Traffic Signals | 7942026000100 | 14
5 | telent | LED 2 lamp far side pedestrian aspect (dimmed) | RED/GREEN | LED3G 48V and LED4G 48V | Dimmed Traffic Signals | 7943005000100 | 4.8
7 | telent | LED 2 lamp far side pedestrian aspect (dimmed) | RED/GREEN | LED3G 48V and LED4G(Compatible) 48V | Dimmed Traffic Signals | 7943007000100 | 6.5
7 | telent | LED 2 lamp far side pedestrian aspect (dimmed) | RED/GREEN | LED3G 230V and LED4G(Compatible) 230V | Dimmed Traffic Signals | 7943007001100 | 7
7 | Aldridge Traffic Systems | LED 2 lamp far side pedestrian aspect (dimmed) |  | Aldridge 2 Aspect LED Traffic Signal CLS ELV 48V (dimmed) | Dimmed Traffic Signals | 7943007002100 | 3.2
9 | Peek Traffic Ltd | LED 2 lamp far side pedestrian aspect (dimmed) |  | Elite TLED 48V/230V | Dimmed Traffic Signals | 7943009000100 | 5
9 | Siemens Mobility | LED 2 lamp far side pedestrian aspect (dimmed) | GREEN/RED | Plus+ 2 LED lamp far side pedestrian aspect (667/1/53500/ETC) with RAG Node (6671/53111/ETC) | Dimmed Traffic Signals | 7943009001100 | 4.7
10 | Peek Traffic Ltd | LED 2 lamp far side pedestrian aspect (dimmed) |  | Elite CLS ELV (48V) 2 Lamp Aspect Pedestrian Signal - with dimming | Dimmed Traffic Signals | 7943010000100 | 10
10 | Motus Traffic | LED 2 lamps far side pedestrian aspect (dimmed) | Red/Green | LED 2 lamp far side pedestrian aspect ELV (dimmed) | Dimmed Traffic Signals | 7943010001100 | 5.9
12 | Siemens | LED 2 lamp far side pedestrian aspect (dimmed) | LED | Helios ELV CLS traffic signal head Part Number: 667/1/33500/ETC | Dimmed Traffic Signals | 7943012000100 | 6
12 | Siemens | LED 2 lamp far side pedestrian aspect (dimmed) | Emergency Wig-Wag | Emergency Wig-Wag - Helios ELV CLS traffic signal head Part Number: 667/1/33500/ETC | Dimmed Traffic Signals | 7943012001100 | 1.2
12 | Siemens | LED 2 lamp far side pedestrian aspect (dimmed) |  | Helios CLS (LV) traffic signal head - 2010 Onwards | Dimmed Traffic Signals | 7943012002100 | 6.2
12 | telent | LED 2 lamp far side pedestrian aspect (dimmed) | RED/GREEN | ATS CLS LV | Dimmed Traffic Signals | 7943012003100 | 6.1
13 | Aldridge Traffic | LED 2 lamp far side pedestrian aspect (dimmed) | LED | Aldridge 2 Aspect LED Traffic Signal LV | Dimmed Traffic Signals | 7943013000100 | 8
13 | Aldridge Traffic | LED 2 lamp far side pedestrian aspect (dimmed) | LED | Aldridge 2 Aspect LED Traffic Signal Extra Low Voltage | Dimmed Traffic Signals | 7943013001100 | 8
13 | Motus Traffic | LED 2 lamps far side pedestrian aspect (dimmed) | Red/Green | LED 2 lamp far side pedestrian aspect LV (dimmed) | Dimmed Traffic Signals | 7943013002100 | 6.9
13 | Motus Traffic | LED 2 lamps far side pedestrian aspect (dimmed) | Red/Green | LED 2 lamp far side pedestrian aspect LV Pulsar (dimmed) | Dimmed Traffic Signals | 7943013003100 | 7
13 | telent | LED 2 lamp pedestiran aspect (dimmed) | RED/GREEN | LED Retrofit Signal LV | Dimmed Traffic Signals | 7943013004100 | 6.7
14 | Visilogue Ltd | LED 2 lamp far side pedestrian aspect (dimmed) | LED | 2 Lamp Aspect Dimmed | Dimmed Traffic Signals | 7943014000100 | 7
15 | Siemens | LED 2 lamp far side pedestrian aspect (dimmed) | LED | Helios CLS (LV) traffic signal head | Dimmed Traffic Signals | 7943015000100 | 7
15 | Siemens | LED 2 lamp far side pedestrian aspect (dimmed) | Emergency Wig-Wag | Emergency Wig-Wag - Helios CLS (LV) traffic signal head | Dimmed Traffic Signals | 7943015001100 | 1.4
18 | Peek Traffic Ltd | LED 2 lamp far side pedestrian aspect (dimmed) |  | Elite TLED 230V + LEM(TRX) | Dimmed Traffic Signals | 7943018000100 | 10
23 | Aldridge Traffic | LED 2 lamp far side pedestrian aspect (dimmed) | LED | Aldridge 2 Aspect LED Traffic Signal LV, Dummy Load | Dimmed Traffic Signals | 7943023000100 | 13
26 | Peek Traffic Ltd | LED 2 lamp far side pedestrian aspect (dimmed) |  | Elite TLED 230V + LEM(ST800/900) | Dimmed Traffic Signals | 7943026000100 | 14
34 | Siemens | LED 2 lamp far side pedestrian aspect (dimmed) | LED | Helios CLS (LV) traffic signal head with Lamp Monitoring Facility (LMF) | Dimmed Traffic Signals | 7943034000100 | 17
34 | Siemens | LED 2 lamp far side pedestrian aspect (dimmed) | Emergency Wig-Wag | Emergency Wig-Wag - Helios CLS (LV) traffic signal head with Lamp Monitoring Facility (LMF) | Dimmed Traffic Signals | 7943034001100 | 3.4
1.1994 | telent | LED Filter Lamp (undimmed) | GREEN | LED4G Low Level Cycle Signal 48V | Non Dimmed Traffic Signals | 7944001000100 | 1.1994
2 | telent | LED filter (undimmed) | GREEN | LED3G 48V and LED4G 48V | Non Dimmed Traffic Signals | 7944002000100 | 1.9
6 | Siemens Mobility | LED filter (undimmed) | GREEN | Plus+ 1 LED lamp vehicle filter aspect (667/1/53500/ETC) | Non Dimmed Traffic Signals | 7944006000100 | 1.2
7 | Aldridge Traffic Systems | LED filter (undimmed) |  | Aldridge Filter Aspect LED Traffic Signal CLS ELV 48V | Non Dimmed Traffic Signals | 7944007000100 | 1.4
9 | Peek Traffic Ltd | LED filter (undimmed) |  | Elite TLED 48V/230V | Non Dimmed Traffic Signals | 7944009000100 | 2
12 | telent | LED filter (undimmed) |  | LED3G 48V and LED4G (Compatible) 48V | Non Dimmed Traffic Signals | 7944012000100 | 2.6
12 | telent | LED filter (undimmed) | GREEN | ATS CLS LV | Non Dimmed Traffic Signals | 7944012001100 | 2.4
13 | Visilogue Ltd | LED filter (undimmed) | LED | Filter Undimmed | Non Dimmed Traffic Signals | 7944013000100 | 7
13 | telent | LED Filter Lamp (undimmed) | GREEN | LED Retrofit Signal LV | Non Dimmed Traffic Signals | 7944013001100 | 2.6
14 | telent | LED filter (undimmed) |  | LED3G 230V and LED4G (Compatible) 230V | Non Dimmed Traffic Signals | 7944014000100 | 2.8
18 | Peek Traffic Ltd | LED filter (undimmed) |  | Elite TLED 230V + LEM(TRX) | Non Dimmed Traffic Signals | 7944018000100 | 4
26 | Peek Traffic Ltd | LED filter (undimmed) |  | Elite TLED 230V + LEM(ST800/900) | Non Dimmed Traffic Signals | 7944026000100 | 6
1.1994 | telent | LED Filter Lamp (dimmed) | GREEN | LED4G Low Level Cycle Signal 48V | Dimmed Traffic Signals | 7945001000100 | 1.1994
2 | telent | LED filter (dimmed) | GREEN | LED3G 48V and LED4G 48V | Dimmed Traffic Signals | 7945002000100 | 1.9
6 | Siemens Mobility | LED filter (dimmed) | GREEN | Plus+ 1 LED lamp vehicle filter aspect (667/1/53500/ETC) | Dimmed Traffic Signals | 7945006000100 | 1.2
7 | Aldridge Traffic Systems | LED filter (dimmed) |  | Aldridge Filter Aspect LED Traffic Signal CLS ELV 48V (dimmed) | Dimmed Traffic Signals | 7945007000100 | 1.4
9 | Peek Traffic Ltd | LED filter (dimmed) |  | Elite TLED 230V/48V | Dimmed Traffic Signals | 7945009000100 | 2
10 | Peek Traffic Ltd | LED filter (dimmed) |  | Elite CLS ELV (48V) Filter Aspect Vehicle Signal | Dimmed Traffic Signals | 7945010000100 | 2
12 | Peek Traffic Ltd | LED filter (dimmed) | LED | Elite 230VAC CLS LED Filter | Dimmed Traffic Signals | 7945012000100 | 4
12 | Aldridge Traffic | LED filter (dimmed) | LED | Aldridge Filter Aspect LED Traffic Signal LV | Dimmed Traffic Signals | 7945012001100 | 3
12 | Aldridge Traffic | LED filter (dimmed) | LED | Aldridge Filter Aspect LED Traffic Signal Extra Low Voltage | Dimmed Traffic Signals | 7945012002100 | 3
12 | telent | LED filter (dimmed) |  | LED3G 48V and LED4G (Compatible) 48V | Dimmed Traffic Signals | 7945012003100 | 2.6
12 | telent | LED filter (dimmed) | GREEN | ATS CLS LV | Dimmed Traffic Signals | 7945012004100 | 2.4
13 | Visilogue Ltd | LED filter (dimmed) | LED | Filter Dimmed | Dimmed Traffic Signals | 7945013000100 | 7
13 | telent | LED Filter Lamp (dimmed) | GREEN | LED Retrofit Signal LV | Dimmed Traffic Signals | 7945013001100 | 2.6
14 | telent | LED filter (dimmed) |  | LED3G 230V and LED4G (Compatible) 230V | Dimmed Traffic Signals | 7945014000100 | 2.8
18 | Peek Traffic Ltd | LED filter (dimmed) |  | Elite TLED 230V + LEM(TRX) | Dimmed Traffic Signals | 7945018000100 | 4
23 | Aldridge Traffic | LED filter (dimmed) | LED | Aldridge Filter Aspect LED Traffic Signal LV, Dummy Load | Dimmed Traffic Signals | 7945023000100 | 5
26 | Peek Traffic Ltd | LED filter (dimmed) |  | Elite TLED 230V + LEM(ST800/900) | Dimmed Traffic Signals | 7945026000100 | 6
5 | Fisher & Company Engineering | LED Belisha Beacons (undimmed) |  | LED3 V2 | Non Dimmed Traffic Signals | 7946005000100 | 5.1
6 | Solutions LED | LED Belisha Beacons (Undimmed) | LED | 6W GLS LED Bulb | Non Dimmed Traffic Signals | 7946006000100 | 3
6 | Saimol Trading Company | LED Belisha Beacons (Undimmed) |  | LED Replacement for 240V Belisha Beacon | Non Dimmed Traffic Signals | 7946006001100 | 4
6 | INDO Lighting | LED Belisha Beacons (undimmed) |  | BLUE LED Belisha Lamp | Non Dimmed Traffic Signals | 7946006002100 | 5.9
6 | Belisha Beacons | LED Belisha Beacons (undimmed) |  | LedmaX | Non Dimmed Traffic Signals | 7946006003100 | 4.2
7 | SCRM Trading Co. | LED Belisha Beacons (Undimmed) | LED Belisha Beacon | LED Belisha Beacon | Non Dimmed Traffic Signals | 7946007000100 | 4
7 | Electrical Express | LED Belisha Beacons (Undimmed) |  | Flashing Beacon Lamp | Non Dimmed Traffic Signals | 7946007001100 | 4
8 | International Components | LED Belisha Beacons (Undimmed) | LED | Belisha Beacon Lamp 1083000 | Non Dimmed Traffic Signals | 7946008000100 | 5
8 | Toshiba | LED Belisha Beacons (Undimmed) |  | Toshiba E-CORE LED GLS Wide 7.7W Lamp | Non Dimmed Traffic Signals | 7946008001100 | 5
8 | SCRM Trading Co. | LED Belisha Beacons (Undimmed) | Belisha Beacon Only | LED3 | Non Dimmed Traffic Signals | 7946008002100 | 10
8 | Wide Loyal International | LED Belisha Beacons (Undimmed) |  | LED-8W-240V-WH-F01 | Non Dimmed Traffic Signals | 7946008003100 | 5
8 | Zeta Group | LED Belisha Beacons (Undimmed) |  | ZSLB-8W6KST02-B | Non Dimmed Traffic Signals | 7946008004100 | 4.7
9 | Solutions LED | LED Belisha Beacons (Undimmed) | Replacement for GLS LED | 9 Watt GLS LED Energy saver Light Bulb | Non Dimmed Traffic Signals | 7946009001100 | 5
9 | Charles Endirect | LED Belisha Beacons (Undimmed) |  | CELstar3 | Non Dimmed Traffic Signals | 7946009002100 | 5.2
10 | Generic | LED Belisha Beacons (Undimmed) | LED | Type BB001 LED Belisha beacon | Non Dimmed Traffic Signals | 7946010000100 | 5
12 | Generic | LED Belisha Beacons (Undimmed) |  |  | Non Dimmed Traffic Signals | 7946012000100 | 12
12 | Electrical Express | LED Belisha Beacons (Undimmed) |  | Flashing Beacon Lamp | Non Dimmed Traffic Signals | 7946012001100 | 8
12 | Philips Lighting | LED Belisha Beacons (Undimmed) |  | 12W Master LED A60 (Belisha Beacon) | Non Dimmed Traffic Signals | 7946012002100 | 7
12 | Fisher & Company Engineering Services Ltd | LED Belisha Beacons (Undimmed) |  | Through Belisha LED Beacon | Non Dimmed Traffic Signals | 7946012003100 | 8.4
15 | John Wilkinson | LED Belisha Beacons (Undimmed) | LED |  | Non Dimmed Traffic Signals | 7946015000100 | 7
16 | Simmonsigns | LED Belisha Beacons (Undimmed) | LED | Modupost Top Post Beacon | Non Dimmed Traffic Signals | 7946016000100 | 10
16 | Simmonsigns | LED Belisha Beacons (Undimmed) |  | Modubel CIC c/w PC – Pedestrian Crossing LED Belisha Beacon | Non Dimmed Traffic Signals | 7946016001100 | 9.5
15 | Zebrite Ltd | LED Belisha Beacons (Undimmed) |  | LED Belisha Beacon | Non Dimmed Traffic Signals | 7946017000100 | 15
18 | Charles Endirect | LED Belisha Beacons (undimmed) |  | AVG4 Globe with/without Spotlight (CEB 1064 & CEB1070) | Non Dimmed Traffic Signals | 7946018000100 | 11
19 | Generic | LED Belisha Beacons (Undimmed) | LED | 24V Flashing Beacon – Code MODU/BEL/75 | Non Dimmed Traffic Signals | 7946019000100 | 12
20 | Signature Limited | LED Belisha Beacons (Undimmed) | LED | PDA – LED PDA- STAYFAST – B | Non Dimmed Traffic Signals | 7946020000100 | 13
30 | Simmonsigns | LED Belisha Beacons (Undimmed) | LED | Modupost Mid Post Beacon | Non Dimmed Traffic Signals | 7946030000100 | 19
30 | Fisher & Company Engineering Services Ltd | LED Belisha Beacons (Undimmed) |  | IPB Olympiad | Non Dimmed Traffic Signals | 7946030001100 | 30
33 | Generic | LED Belisha Beacons (Undimmed) | LED |  | Non Dimmed Traffic Signals | 7946033000100 | 21
35 | Charles Endirect | LED Belisha Beacons (undimmed) |  | AVG4 Globe and Halo with/without Spotlight (CEB1072 & CEB1073) | Non Dimmed Traffic Signals | 7946035000100 | 22
39 | Signature Limited | LED Belisha Beacons (Undimmed) | Belisha Beacon 3 band | 39W LED Zebrasafe Range | Non Dimmed Traffic Signals | 7946039000100 | 42
45 | Signature Limited | LED Belisha Beacons (Undimmed) | Belisha Beacon 4 band | 45W LED Zebrasafe Range | Non Dimmed Traffic Signals | 7946045000100 | 49
47 | Generic | LED Belisha Beacons (Undimmed) | LED | None | Non Dimmed Traffic Signals | 7946047000100 | 29
50 | Generic | LED Belisha Beacons (Undimmed) | LED | None | Non Dimmed Traffic Signals | 7946050000100 | 31
60 | Generic | LED Belisha Beacons (Undimmed) | LED | None | Non Dimmed Traffic Signals | 7946060000100 | 37
2 | Swarco Traffic | LED School Crossings |  | School Warning Sign V2 (STL059) (per lamp) | Non Dimmed Traffic Signals | 7947002000100 | 6
3 | International Components | LED School Crossings | 3W School Beacon LED Lamp (B22 Fitting) | 3W School Beacon LED Lamp in 'Flashing' Mode (B22 Fitting) | Non Dimmed Traffic Signals | 7947003000100 | 2
3 | Sheriffs Technologies Ltd | LED School Crossings |  | STL-LPB School Patrol Signal (Flashing) | Non Dimmed Traffic Signals | 7947003001100 | 12
4 | Generic | LED School Crossings | LED | Smart Pulsa School Patrol Flasher / Type TAFLU-LED-** Twin Amber Flashing Unit LED 230V | Non Dimmed Traffic Signals | 7947004000100 | 2
4 | Coeval Ltd | LED School Crossings |  | COEVAL SCHOOL ROAD SIGN & PSU-GCSW-1205000 (Standby) | Non Dimmed Traffic Signals | 7947004001100 | 1
4 | Mallatite | LED School Crossings | TAFLU – Twin amber flashing unit – No activation”, ”TAFLU – Twin amber flashing unit – Key Operated”, ”TAFLU – Twin amber flashing unit – Magnetic Wand | TAFLU-LED-***-*** (per lamp) | Non Dimmed Traffic Signals | 7947004002100 | 1.9
4 | Mallatite | LED School Crossings | Twin Amber Flashing Unit (Taflu-X) | TAFLUX-LED-***-*** (Per lamp) | Non Dimmed Traffic Signals | 7947004003100 | 1.9
4 | Mallatite | LED School Crossings | Twin Amber Flashing Unit (Taflu-X) | TAFLUX-IGEN-MASTER TAFLUX-IGEN-SLAVE (per lamp) | Non Dimmed Traffic Signals | 7947004004100 | 17
5 | Signature Limited | LED School Crossings |  | LED School Crossing Sign | Non Dimmed Traffic Signals | 7947005001100 | 5.3
5 | Simmonsigns Ltd | LED School Crossings |  | SMART Pulsa 4x4 | Non Dimmed Traffic Signals | 7947005002100 | 2.6
6 | Generic | LED School Crossings | LED | Amber flashing unit LED converter | Non Dimmed Traffic Signals | 7947006000100 | 3
6 | Solutions LED | LED School Crossings | LED | 6W GLS LED Bulb | Non Dimmed Traffic Signals | 7947006001100 | 3
6 | Simmonsigns | LED School Crossings |  | GPRS PULSA 4X4 Low | Non Dimmed Traffic Signals | 7947006002100 | 3.1
6 | Simmonsigns | LED School Crossings |  | GPRS PULSA 4X4 Medium | Non Dimmed Traffic Signals | 7947006003100 | 5.9
6 | Simmonsigns | LED School Crossings |  | GPRS PULSA 4X4 High | Non Dimmed Traffic Signals | 7947006004100 | 6.4
6 | Morelock Signs | LED School Crossings |  | FS1001 | Non Dimmed Traffic Signals | 7947006005100 | 4
6 | Mallatite | LED School Crossings |  | SAFEWAY-IGEN-MASTER SAFEWAY-IGEN-SLAVE (per lamp) | Non Dimmed Traffic Signals | 7947006006100 | 19
7 | Generic | LED School Crossings | LED | LED School Crossing Signals | Non Dimmed Traffic Signals | 7947007000100 | 4
8 | Generic | LED School Crossings | LED | 230V Pulsa School Patrol Flasher – Code PULSA/LED | Non Dimmed Traffic Signals | 7947008000100 | 4
10 | Generic | LED School Crossings | LED | 230V Pulsa School Patrol Flasher + Radio Receiver – Code PULSA/LEDTD | Non Dimmed Traffic Signals | 7947010000100 | 5
14 | SunsetSolar | LED School Crossings |  | LED Illuminated 20mph School Zone Sign | Non Dimmed Traffic Signals | 7947014000100 | 5
14 | TWM Traffic | LED School Crossings |  | LED School Hazard Warning Sign – Code LEDSRSS | Non Dimmed Traffic Signals | 7947014001100 | 14
1 | Pudsey Diamond Engineering Ltd | LED Regulatory Sign Light |  | Mains Powered Powaboll Transilluminated, Retro-reflectivve, reboundable, road traffic bollard | Non Dimmed Traffic Signals | 7948001000100 | 1.1
19 | Simmonsigns | Centre Island Beacon | LED | 24V Beacon – Code MOD/CIC/76 | Non Dimmed Traffic Signals | 7948019000100 | 19
33 | Simmonsigns | Centre Island Beacon | LED | 24V 2 piece Beacon – Code MODU/MPCIC/114 | Non Dimmed Traffic Signals | 7948033000100 | 33
15 | Ticknall Solar Ltd | LED Belisha Beacons (Dimmed) |  | High Visibility LED Belisha Beacon (Dimmed) | Dimmed Traffic Signals | 7950015000100 | 6.5
16 | TWM Traffic | LED Belisha Beacons (Dimmed) |  | ‘Daybright’ LED Zebra Beacon Head & Post Illumination Strip | Dimmed Traffic Signals | 7950016001100 | 47
15 | Zebrite Ltd | LED Belisha Beacons (Dimmed) | Belisha Beacons (dimmed by light sensor) | LED Belisha Beacon integral light sensors | Dimmed Traffic Signals | 7950017000100 | 15
15 | Zebrite Ltd | LED Belisha Beacons (Dimmed) |  | LED Belisha Beacon | Dimmed Traffic Signals | 7950017001100 | 15
18 | Charles Endirect | LED Belisha Beacons (Dimmed) | LED | Celstar N1 LED Based Traffic Beacon / Celstar 2 LED Based Belisha Beacons with integral light sensors | Dimmed Traffic Signals | 7950018000100 | 11
21 | Simmonsigns Ltd | LED Belisha Beacons (Dimmed) |  | ModuStar (Level 9) | Dimmed Traffic Signals | 7950021000100 | 13
21 | Simmonsigns Ltd | LED Belisha Beacons (Dimmed) |  | ModuStar (Level 8) | Dimmed Traffic Signals | 7950021001100 | 13
21 | Simmonsigns Ltd | LED Belisha Beacons (Dimmed) |  | ModuStar (Level 7) | Dimmed Traffic Signals | 7950021002100 | 12
21 | Simmonsigns Ltd | LED Belisha Beacons (Dimmed) |  | ModuStar (Level 6) | Dimmed Traffic Signals | 7950021003100 | 12
21 | Simmonsigns Ltd | LED Belisha Beacons (Dimmed) |  | ModuStar (Level 5) | Dimmed Traffic Signals | 7950021004100 | 11
21 | Simmonsigns Ltd | LED Belisha Beacons (Dimmed) |  | ModuStar (Level 4) | Dimmed Traffic Signals | 7950021005100 | 11
21 | Simmonsigns Ltd | LED Belisha Beacons (Dimmed) |  | ModuStar (Level 3) | Dimmed Traffic Signals | 7950021006100 | 11
21 | Simmonsigns Ltd | LED Belisha Beacons (Dimmed) |  | ModuStar (Level 2) | Dimmed Traffic Signals | 7950021007100 | 10
21 | Simmonsigns Ltd | LED Belisha Beacons (Dimmed) |  | ModuStar (Level 1) | Dimmed Traffic Signals | 7950021008100 | 10
42 | Simmonsigns Ltd | LED Belisha Beacons (Dimmed) |  | MiduStar (Level 9) | Dimmed Traffic Signals | 7950042000100 | 27
42 | Simmonsigns Ltd | LED Belisha Beacons (Dimmed) |  | MiduStar (Level 8) | Dimmed Traffic Signals | 7950042001100 | 26
42 | Simmonsigns Ltd | LED Belisha Beacons (Dimmed) |  | MiduStar (Level 7) | Dimmed Traffic Signals | 7950042002100 | 26
42 | Simmonsigns Ltd | LED Belisha Beacons (Dimmed) |  | MiduStar (Level 6) | Dimmed Traffic Signals | 7950042003100 | 25
42 | Simmonsigns Ltd | LED Belisha Beacons (Dimmed) |  | MiduStar (Level 5) | Dimmed Traffic Signals | 7950042004100 | 25
42 | Simmonsigns Ltd | LED Belisha Beacons (Dimmed) |  | MiduStar (Level 4) | Dimmed Traffic Signals | 7950042005100 | 24
42 | Simmonsigns Ltd | LED Belisha Beacons (Dimmed) |  | MiduStar (Level 3) | Dimmed Traffic Signals | 7950042006100 | 24
42 | Simmonsigns Ltd | LED Belisha Beacons (Dimmed) |  | MiduStar (Level 2) | Dimmed Traffic Signals | 7950042007100 | 24
42 | Simmonsigns Ltd | LED Belisha Beacons (Dimmed) |  | MiduStar (Level 1) | Dimmed Traffic Signals | 7950042008100 | 24
50 | TWM Traffic | LED Belisha Beacons (Dimmed) |  | Daybright' Zebra Beacon Head | Dimmed Traffic Signals | 7950050001100 | 30
22 | Siemens | LED Tram Signal (dimmed) | LED | Siemens ELV Tram Indicator 667/1/33500/ETC | Dimmed Traffic Signals | 7951012000100 | 22
1 | AGD Systems | Pedestrian Detector |  | 326 Pedestrian Radar | Non Dimmed Traffic Signals | 7952001000100 | 0.8
2 | AGD | Pedestrian Detector | Microwave Pedestrian On Crossing Detector | AGD 226 Microwave Pedestrian On Crossing Detector (from S/No. -00029 onwards) | Non Dimmed Traffic Signals | 7952002000100 | 1.7
2 | Traficon | Pedestrian Detector |  | C-Walk On Crossing Pedestrian Detector Pt No 10-6049 | Non Dimmed Traffic Signals | 7952002001100 | 2.5
2 | Traficon | Pedestrian Detector |  | Safewalk Kerbside Pedestrian Detector Pt No 10-6070 | Non Dimmed Traffic Signals | 7952002002100 | 2.4
2 | FLIR Intelligent Transportation Systems | Pedestrian Detector |  | C-Walk ETH | Non Dimmed Traffic Signals | 7952002003100 | 2.2
3 | AGD | Pedestrian Detector | Kerbside Pedestrian Detector (Optical) | AGD 620 Digital Vision Pedestrian Detector - Kerbside (from S/No. -00391 to -09144) | Non Dimmed Traffic Signals | 7952003000100 | 3
3 | FLIR Intelligent Transportation Systems | Pedestrian Detector |  | C-Walk BPL | Non Dimmed Traffic Signals | 7952003002100 | 3.8
4 | FLIR Intelligent Transportation Systems | Pedestrian Detector |  | Safewalk BPL | Non Dimmed Traffic Signals | 7952004000100 | 4.5
7 | AGD | Pedestrian Detector | Microwave Pedestrian On Crossing Detector | AGD 220 Microwave Pedestrian detector - On Crossing (from S/No. 16447 to -28829) | Non Dimmed Traffic Signals | 7952007000100 | 7
7 | Motus Traffic Limited | Pedestrian Detector |  | Pedestrian Detector J5 | Non Dimmed Traffic Signals | 7952007008100 | 6.6
14 | Visilogue Ltd | Pedestrian Detector | Microwave | VisiPAD - Detection Unit | Non Dimmed Traffic Signals | 7952014000100 | 13
14 | AGD System Ltd | pedestrian detector |  | 645 Pedestrian Detector | Non Dimmed Traffic Signals | 7952014001100 | 14
3 | AGD | Pedestrian Detector with night light | Kerbside Pedestrian Detector (Optical) | AGD 640 Digital Vision Pedestrian Detector (from S/No. -00014 onwards) | Dimmed Traffic Signals | 7953003000100 | 3
4 | AGD | Pedestrian Detector with night light | Kerbside Pedestrian Detector (Optical) | AGD 625 Digital Vision Pedestrian Detector - Kerbside (from S/No. 01172 to -09428) | Dimmed Traffic Signals | 7953004000100 | 4
8 | AGD Systems | Pedestrian Detector with night light |  | 641 Pedestrian Detector | Dimmed Traffic Signals | 7953008002100 | 7.6
3 | Solutions LED | LED 2 lamp Nearside Pedestrian aspect with/without push-button (undimmed) |  | GLS Lamp Cool | Non Dimmed Traffic Signals | 7954003000100 | 1
4 | Motus Traffic | LED pedestrain nearside aspect wait signal/Push Button (undimmed) | Red/Green | LED Puffin Nearside Repeater (undimmed) | Non Dimmed Traffic Signals | 7954004000100 | 0.8
4 | Motus Traffic | LED pedestrain nearside aspect wait signal/Push Button (undimmed) | Red/Green | LED Toucan Nearside Repeater (undimmed) | Non Dimmed Traffic Signals | 7954004001100 | 1.4
6 | Motus Traffic | LED pedestrain nearside aspect wait signal/Push Button (undimmed) | Red/Green | LED Puffin Combined Nearside Without Tactile (Undimmed) | Non Dimmed Traffic Signals | 7954006000100 | 0.8
6 | Motus Traffic | LED pedestrain nearside aspect wait signal/Push Button (undimmed) | Red/Green | LED Toucan Combined Nearside Without Tactile (undimmed) | Non Dimmed Traffic Signals | 7954006001100 | 1.1
7 | Motus Traffic | LED pedestrain nearside aspect wait signal/Push Button (undimmed) | Red/Green | LED Puffin Combined Nearside With Tactile (undimmed) | Non Dimmed Traffic Signals | 7954007000100 | 1
7 | Motus Traffic | LED pedestrain nearside aspect wait signal/Push Button (undimmed) | Red/Green | LED Toucan Combined Nearside With Tactile (undimmed) | Non Dimmed Traffic Signals | 7954007001100 | 1.3
7 | Siemens Mobility | LED 2 lamp nearside pedestrian aspect with/without push-button (undimmed) | GREEN/RED | Plus+ Nearside Pedestrian Unit (667/1/53608/ETC) - Puffin | Non Dimmed Traffic Signals | 7954007002100 | 3.2
7 | Siemens Mobility | LED 2 lamp nearside pedestrian aspect with/without push-button (undimmed) | GREEN/RED | Plus+ Nearside Pedestrian Unit (667/1/53608/ETC) - Toucan | Non Dimmed Traffic Signals | 7954007003100 | 3.4
4 | Motus Traffic | LED pedestrain nearside aspect wait signal/Push Button (dimmed) | Red/Green | LED Puffin Nearside Repeater (dimmed) | Dimmed Traffic Signals | 7955004000100 | 0.8
4 | Motus Traffic | LED pedestrain nearside aspect wait signal/Push Button (dimmed) | Red/Green | LED Toucan Nearside Repeater (dimmed) | Dimmed Traffic Signals | 7955004001100 | 1.4
6 | Motus Traffic | LED pedestrain nearside aspect wait signal/Push Button (dimmed) | Red/Green | LED Puffin Combined Nearside Without Tactile (Dimmed) | Dimmed Traffic Signals | 7955006000100 | 0.8
6 | Motus Traffic | LED pedestrain nearside aspect wait signal/Push Button (dimmed) | Red/Green | LED Toucan Combined Nearside Without Tactile (dimmed) | Dimmed Traffic Signals | 7955006001100 | 1.1
7 | Motus Traffic | LED pedestrain nearside aspect wait signal/Push Button (dimmed) | Red/Green | LED Puffin Combined Nearside With Tactile (Dimmed) | Dimmed Traffic Signals | 7955007000100 | 1
7 | Motus Traffic | LED pedestrain nearside aspect wait signal/Push Button (dimmed) | Red/Green | LED Toucan Combined Nearside With Tactile (dimmed) | Dimmed Traffic Signals | 7955007001100 | 1.3
7 | Siemens Mobility | LED 2 lamp nearside pedestrian aspect with/without push-button (dimmed) | GREEN/RED | Plus+ Nearside Pedestrian Unit (667/1/53608/ETC) - Puffin | Dimmed Traffic Signals | 7955007002100 | 3.2
7 | Siemens Mobility | LED 2 lamp nearside pedestrian aspect with/without push-button (dimmed) | GREEN/RED | Plus+ Nearside Pedestrian Unit (667/1/53608/ETC) - Toucan | Dimmed Traffic Signals | 7955007003100 | 3.4
9 | AGD | LED 2 lamp Nearside Pedestrian aspect with/without push-button (dimmed) | Puffin | AGD 940 PUFFIN Nearside Pedestrian Signal (from S/No. -01203 onwards) | Dimmed Traffic Signals | 7955009002100 | 9
12 | AGD | LED 2 lamp Nearside Pedestrian aspect with/without push-button (dimmed) | Toucan | AGD 942 Toucan Nearside Pedestrian Signal (from S/No. -00527 onwards) | Dimmed Traffic Signals | 7955012000100 | 12
13 | AGD | LED 2 lamp Nearside Pedestrian aspect with/without push-button (dimmed) | Puffin | AGD 946 Combined PUFFIN Near Side Pedestrian Signal (Integral Push Button) (from S/No. -02896 to -08799) | Dimmed Traffic Signals | 7955013000100 | 10
13 | AGD | LED 2 lamp Nearside Pedestrian aspect with/without push-button (dimmed) | Puffin | 946 Combined PUFFIN Near Side Pedestrian Signal (Integral Push Button) (from S/No. -08800 onwards) | Dimmed Traffic Signals | 7955013001100 | 9
15 | Siemens | LED 2 lamp Nearside Pedestrian aspect with/without push-button (dimmed) |  | Nearside Mk.2 LP | Dimmed Traffic Signals | 7955015000100 | 13
16 | AGD | LED 2 lamp Nearside Pedestrian aspect with/without push-button (dimmed) | Toucan | AGD 947 Combined Toucan Near side Pedestrian Signal (Integral Push Button) (from S/No. -00885 to -03067) | Dimmed Traffic Signals | 7955016000100 | 13
16 | AGD | LED 2 lamp Nearside Pedestrian aspect with/without push-button (dimmed) | Toucan | 947 Combined Toucan Near side Pedestrian Signal (Integral Push Button) (from S/No. -03068 onwards) | Dimmed Traffic Signals | 7955016001100 | 9.9
19 | Siemens | LED 2 lamp Nearside Pedestrian aspect with/without push-button (dimmed) | Nearside Pegasus Indicator | 667/1/30675/002 | Dimmed Traffic Signals | 7955019000100 | 19
20 | Siemens | LED 2 lamp Nearside Pedestrian aspect with/without push-button (dimmed) | Nearside Toucan Indicator | 667/1/30675/001 | Dimmed Traffic Signals | 7955020000100 | 20
22 | AGD | LED 2 lamp Nearside Pedestrian aspect with/without push-button (dimmed) | Puffin | AGD 946 Combined PUFFIN Near Side Pedestrian Signal (from S/No. -00431 to -02895) | Dimmed Traffic Signals | 7955022000100 | 22
23 | AGD | LED 2 lamp Nearside Pedestrian aspect with/without push-button (dimmed) | Toucan | AGD 947 Combined Toucan Near side Pedestrian Signal (from S/No. -00001 to -00884) | Dimmed Traffic Signals | 7955023000100 | 23
23 | Siemens | LED 2 lamp Nearside Pedestrian aspect with/without push-button (dimmed) | Nearside Puffin Indicator | 667/1/30675/000 | Dimmed Traffic Signals | 7955023001100 | 23
50 | Generic | Continuous Green Aspect (undimmed) |  |  | Non Dimmed Traffic Signals | 7956050000100 | 50
65 | Generic | Continuous Green Aspect (undimmed) |  |  | Non Dimmed Traffic Signals | 7956065000100 | 65
5.997 | telent | Continuous Green Aspect (LED) (undimmed) | GREEN | LED4G Low Level Cycle Signal 48V | Non Dimmed Traffic Signals | 7957006000100 | 5.997
7 | Aldridge Traffic Systems | Continuous Green Aspect (LED) (undimmed) |  | Aldridge Continuous Green Aspect LED Traffic Signal CLS ELV 48V | Non Dimmed Traffic Signals | 7957007000100 | 7
10 | telent | Continuous Green Aspect (LED) (undimmed) | GREEN | LED3G 48V and LED4G 48V | Non Dimmed Traffic Signals | 7957010000100 | 9.6
12 | telent | Continuous Green Aspect (LED) (undimmed) | ELV | LED3G 48V and LED4G (Compatible) 48V | Non Dimmed Traffic Signals | 7957012000100 | 13
12 | telent | LED Continuous Green Aspect (undimmed) | GREEN | ATS CLS LV | Non Dimmed Traffic Signals | 7957012001100 | 12
13 | Generic | Continuous Green Aspect (LED) (undimmed) |  |  | Non Dimmed Traffic Signals | 7957013000100 | 13
13 | telent | Continuous Green Aspect LED (undimmed) | GREEN | LED Retrofit Signal LV | Non Dimmed Traffic Signals | 7957013001100 | 13
14 | telent | Continuous Green Aspect (LED) (undimmed) | LV | LED3G 230V and LED4G (Compatible) 230V | Non Dimmed Traffic Signals | 7957014000100 | 14
50 | Generic | Continuous Green Aspect (dimmed) |  |  | Dimmed Traffic Signals | 7958050000100 | 50
65 | Generic | Continuous Green Aspect (dimmed) |  |  | Dimmed Traffic Signals | 7958065000100 | 65
5.997 | telent | Continuous Green Aspect (LED) (dimmed) | GREEN | LED4G Low Level Cycle Signal 48V | Dimmed Traffic Signals | 7959006000100 | 5.997
7 | Aldridge Traffic Systems | Continuous Green Aspect (LED) (dimmed) |  | Aldridge Continuous Green Aspect LED Traffic Signal CLS ELV 48V (dimmed) | Dimmed Traffic Signals | 7959007000100 | 7
10 | telent | Continuous Green Aspect (LED) (dimmed) | GREEN | LED3G 48V and LED4G 48V | Dimmed Traffic Signals | 7959010000100 | 9.6
12 | Siemens | Continuous Green Aspect (LED) (dimmed) | LED | Helios ELV CLS traffic signal head Part Number: 667/1/33500/ETC | Dimmed Traffic Signals | 7959012000100 | 11
12 | Siemens | Continuous Green Aspect (LED) (dimmed) | Emergency Wig-Wag | Emergency Wig-Wag - Helios ELV CLS traffic signal head Part Number: 667/1/33500/ETC | Dimmed Traffic Signals | 7959012001100 | 2.2
12 | Siemens | Continuous Green Aspect (LED) (dimmed) |  | Helios CLS (LV) traffic signal head - 2010 Onwards | Dimmed Traffic Signals | 7959012002100 | 12
12 | telent | Continuous Green Aspect (LED) (dimmed) | ELV | LED3G 48V and LED4G (Compatible) 48V | Dimmed Traffic Signals | 7959012003100 | 13
12 | telent | LED Continuous Green Aspect (dimmed) | GREEN | ATS CLS LV | Dimmed Traffic Signals | 7959012004100 | 12
13 | Generic | Continuous Green Aspect (LED) (dimmed) |  |  | Dimmed Traffic Signals | 7959013000100 | 13
13 | telent | Continuous Green Aspect LED (dimmed) | GREEN | LED Retrofit Signal LV | Dimmed Traffic Signals | 7959013001100 | 13
14 | telent | Continuous Green Aspect (LED) (dimmed) | LV | LED3G 230V and LED4G (Compatible) 230V | Dimmed Traffic Signals | 7959014000100 | 14
15 | Siemens | Continuous Green Aspect (LED) (dimmed) | LED | Helios CLS (LV) traffic signal head | Dimmed Traffic Signals | 7959015000100 | 15
15 | Siemens | Continuous Green Aspect (LED) (dimmed) | Emergency Wig-Wag | Emergency Wig-Wag - Helios CLS (LV) traffic signal head | Dimmed Traffic Signals | 7959015001100 | 3
34 | Siemens | Continuous Green Aspect (LED) (dimmed) | LED | Helios CLS (LV) traffic signal head with Lamp Monitoring Facility (LMF) | Dimmed Traffic Signals | 7959034000100 | 33
34 | Siemens | Continuous Green Aspect (LED) (dimmed) | Emergency Wig-Wag | Emergency Wig-Wag - Helios CLS (LV) traffic signal head with Lamp Monitoring Facility (LMF) | Dimmed Traffic Signals | 7959034001100 | 6.6
6 | Aldridge Traffic | Pedestrian Countdown Timer (dimmed) |  | LV RU6992 | Dimmed Traffic Signals | 7960006001100 | 2.3
7 | Aldridge Traffic | Pedestrian Countdown Timer (dimmed) |  | ELV RU6993 | Dimmed Traffic Signals | 7960007001100 | 2.2
12 | Siemens Plc | Pedestrian Countdown Timer (dimmed) |  | Siemens PCaTS 6671/1/52500/ETC | Dimmed Traffic Signals | 7960012001100 | 2.2
8 | Aldridge Traffic Systems | LED Box Sign (undimmed) | LED Traffic Box Sign ELV version | ATS-TT-REG ELV | Non Dimmed Traffic Signals | 7962008000100 | 7.7
11 | Aldridge Traffic Systems | LED Box Sign (undimmed) | LED Traffic Box Sign LV version | ATS-TT-REG LV | Non Dimmed Traffic Signals | 7962011000100 | 11
56 | Clear Channel | Advertising Hoardings | Interactive Kiosk | NGT Wayfinder |  | 8040056000100 | 56
93 | Clear Channel | Advertising Hoardings |  | 200657 Noval LED Scroller Light 100W - Without LED | Non Dimmed | 8040093000100 | 93
125 | Clear Channel | Advertising Hoardings |  | 200575 Noval Scroller (NL0903-Cassette SF200) 380W - Whole Unit | Non Dimmed | 8040125000100 | 125
280 | JC Decaux | Advertising Hoardings |  | 6x3 Metre Scrolling Panels | Non Dimmed | 8040280001100 | 280
450 | JCDecaux | Advertising Hoardings |  | MRI 84” SINGLE SIDED Outdoor Advertising Panel | Non Dimmed | 8040450000100 | 450
457 | Clear Channel | LCD Advertising Panel | single-sided Digital Screen | Model: DS75 | Non Dimmed | 8040457000100 | 457
515 | Clear Channel | Advertising Hoardings | LCD Advertising Panel | Model: DS70 | Non Dimmed | 8040515000100 | 515
706 | JCDecaux | Advertising Hoardings |  | MRI 84” DOUBLE SIDED Outdoor Advertising Panel | Non Dimmed | 8040706000100 | 706
772 | Civiq Smartscapes | Advertising Hoardings |  | London Link PCS 2550-EU (100/00) |  | 8040772000100 | 772
783 | Clear Channel | LCD Advertising Panel | Double-sided Digital Screen | Model: DS75 | Non Dimmed | 8040783000100 | 783
798 | Civiq Smartscapes | Advertising Hoardings |  | London Link PCS 2550-EU (100/12) | Non Dimmed | 8040798000100 | 798
878 | Civiq Smartscapes | Advertising Hoardings |  | London Link PCS 2550-EU (100/40) | Non Dimmed | 8040878000100 | 878
5 | QRO Solutions | Automated Number Plate Recognition System |  | NASBox2 (cameras not included) |  | 8070005000100 | 4.7
10 | MAV Systems | Automated Number Plate Recognition System |  | Rapier 25 Dual (Model Number 25YF14) | Non Dimmed | 8070010000100 | 10
11 | HIKVISION | Automated Number Plate Recognition System |  | IDS-TCM403-AI |  | 8070011000100 | 11
13 | PIPS Technology Ltd | Automated Number Plate Recognition System |  | P392 Automatic Number Plate Reading colour camera (camera only) | Non Dimmed | 8070013000100 | 13
14 | MAV Systems Ltd | Automated Number Plate Recognition System |  | Rapier 50IQ | Non Dimmed | 8070014000100 | 14
20 | Jenoptik Traffic Solutions UK Ltd | Automated Number Plate Recognition System |  | Vysionics Vector | Non Dimmed | 8070020000100 | 20
20 | Neology UK | Automated Number Plate Recognition System |  | 3M Single Lane ANPR Camera |  | 8070020001100 | 20
21 | Westcotec | Automated Number Plate Recognition System |  | Westcotec INPDS Cam |  | 8070021000100 | 21
22 | CA Traffic Ltd | Automated Number Plate Recognition System |  | Evo 8 | Non Dimmed | 8070022000100 | 22
23 | Jenoptik Traffic Solutions UK Ltd | Automated Number Plate Recognition System |  | Skyhawk 1300 | Non Dimmed | 8070023000100 | 23
25 | CitySync LTD | Automated Number Plate Recognition System |  | JetCam Fox-i | Non Dimmed | 8070025000100 | 25
28 | Cleartone Telecoms Ltd | Automated Number Plate Recognition System |  | Raven | Non Dimmed | 8070028000100 | 28
28 | Siemens Mobility | Automated Number Plate Recognition System |  | Sicore 2 |  | 8070028001100 | 28
32 | Suilvision Limited | Automated Number Plate Recognition System |  | SWAVE | Non Dimmed | 8070032000100 | 32
34 | PIPS Technology Ltd | Automated Number Plate Recognition System |  | P382 (Speedspike) Automatic Number Plate Reading colour camera (camera only) | Non Dimmed | 8070034000100 | 34
35 | PIPS Technology Ltd | Automated Number Plate Recognition System |  | P372 Automatic Number Plate Reading colour camera (camera only) | Non Dimmed | 8070035000100 | 35
35 | Systems Engineering & Assessment Ltd | Automated Number Plate Recognition System |  | ROADflow Flexi | Non Dimmed | 8070035001100 | 35
36 | CA Traffic Ltd | Automated Number Plate Recognition System |  | EvoX | Non Dimmed | 8070036000100 | 36
37 | Serco Intergrated Transport Ltd | Automated Number Plate Recognition System |  | Single Camera Automated Number Plate Recognition System | Non Dimmed | 8070037000100 | 37
37 | Neology UK | Automated Number Plate Recognition System |  | PIPS P500 Range ANPR Camera |  | 8070037001100 | 37
48 | Serco Intergrated Transport Ltd | Automated Number Plate Recognition System |  | Two Camera Automated Number Plate Recognition System | Non Dimmed | 8070048000100 | 48
59 | Serco Intergrated Transport Ltd | Automated Number Plate Recognition System |  | Three Camera Automated Number Plate Recognition System | Non Dimmed | 8070059000100 | 59
60 | Systems Engineering & Assessment Ltd. | Automated Number Plate Recognition System |  | ROADflow Motion | Non Dimmed | 8070060000100 | 60
70 | Serco Intergrated Transport Ltd | Automated Number Plate Recognition System |  | Four Camera Automated Number Plate Recognition System | Non Dimmed | 8070070000100 | 70
34 | Siemens Mobility | Battery Charger | Traffic Signals | "UPS Solution" - 667/1/47750/055 |  | 8100034000100 | 34
66 | Siemens Mobility | Battery Charger | Traffic Signals | “UPS Solution” - 667/1/47750/110 & 667/1/47750/610 |  | 8100066000100 | 66
14 | Generic | Bus Information Systems |  | Bus Information Sign (GPRS) / (POCSAG) |  | 8110014000100 | 14
15 | Vix ACIS | Bus Information Systems |  | AD700 IBIS diaplay unit (Product Code 960-00223) |  | 8110015000100 | 15
16 | Generic | Bus Information Systems |  | Bus Information Sign (GPRS) |  | 8110016000100 | 16
17 | Generic | Bus Information Systems |  | Bus Information Sign (POCSAG) |  | 8110017000100 | 17
17 | Ferrograph | Bus Information Systems |  | A4-2089-XX |  | 8110017001100 | 17
23 | Generic | Bus Information Systems |  | Bus Information Sign (POCSAG) |  | 8110023000100 | 23
26 | Generic | Bus Information Systems |  | Bus Information Sign (POCSAG) |  | 8110026000100 | 26
29 | Generic | Bus Information Systems |  | Bus Information Sign - Double (POCSAG) |  | 8110029000100 | 29
33 | Generic | Bus Information Systems |  | Bus Information Sign (GPRS) |  | 8110033000100 | 33
34 | Generic | Bus Information Systems |  | Bus Information Sign (POCSAG) |  | 8110034000100 | 34
35 | Ferrograph | Bus Information Systems |  | A4-2083-03 |  | 8110035000100 | 35
36 | Generic | Bus Information Systems |  | Bus Information Sign (POCSAG) |  | 8110036000100 | 36
38 | Ferrograph | Bus Information Systems |  | A4-2015-CCG02 LED Display |  | 8110038000100 | 38
38 | ACIS | Bus Information Systems |  | AD210 LED Display |  | 8110038001071 | 38
42 | Ferrograph | Bus Information Systems |  | A4-2015-CCG01 LED Display |  | 8110042000100 | 42
42 | Generic | Bus Information Systems |  | Bus Information Sign (POCSAG) |  | 8110042001100 | 42
49 | Vix ACIS | Bus Information Systems |  | AD225 Bann Flag 3 line display - no audio option |  | 8110049000100 | 49
50 | Ferrograph | Bus Information Systems |  | A4-2038-04/05 LED Display |  | 8110050000100 | 50
50 | Vix Technology | Bus Information Systems |  | AD820 Solent 28TFT Display |  | 8110050001100 | 50
50 | Poltech Information System AB | Bus Information Systems |  | MML3/180 AD |  | 8110050002100 | 50
55 | Vix ACIS | Bus Information Systems |  | AD225 Bann Flag 3 line display - with audio option |  | 8110055000100 | 55
56 | Ferrograph | Bus Information Systems |  | A4-2088-02 |  | 8110056000100 | 56
71 | Vix ACIS | Bus Information Systems |  | AD190 Shannon Shelter Display - No audio option |  | 8110071000100 | 71
72 | Vix ACIS | Bus Information Systems |  | AD190 Shannon Shelter Display - No audio option |  | 8110072000100 | 71
72 | Vix ACIS | Bus Information Systems |  | AD190 Shannon Shelter Display - With audio option |  | 8110072001100 | 76
76 | Vix ACIS | Bus Information Systems |  | AD190 Shannon Shelter Display - With audio option |  | 8110076001100 | 76
84 | Vix ACIS | Bus Information Systems |  | AD225 Bann Flag 6 line display - no audio option |  | 8110084000100 | 84
89 | Vix ACIS | Bus Information Systems |  | AD225 Bann Flag 6 line display - with audio option |  | 8110089000100 | 89
93 | ACIS | Bus Information Systems |  | AD120 Classic / AD130 Tay / AD160 Derwent LED Display |  | 8110093000100 | 93
100 | Generic | Bus Information Systems |  | Bus Information Sign - Radio Base unit |  | 8110100000100 | 100
151 | ACIS | Bus Information Systems |  | AD122 Cherwell LED Display |  | 8110151000100 | 151
245 | Generic | Bus Information Systems |  | Bus Information Sign - (Single) |  | 8110245000100 | 245
320 | Vix Technology | Bus Information Systems |  | AD370 WEY 12 Line LED Display Unit |  | 8110320000100 | 320
490 | Generic | Bus Information Systems |  | Bus Information Sign - (Double) |  | 8110490000100 | 490
24 | Generic | Bus Shelter |  | Bus shelter advertising motor | Non Dimmed | 8120024000100 | 24
1 | Openreach | Cable Network Cabinets |  | RANT-B (combined Power & Control Slot) (Card) |  | 8130001000100 | 1.3
1 | Openreach | Cable Network Cabinets |  | RANT-C (combined Power & Control Slot) (Card) |  | 8130001001100 | 1
1 | Openreach | Cable Network Cabinets |  | 10GE_SFW_NOK-C (Plugin) (1-4 SFPs connected) |  | 8130001002100 | 1
2 | Openreach | Cable Network Cabinets |  | 10GE_SFP_SFW-B (Plugin) (1-4 x SFPs) |  | 8130002000100 | 2.3
2 | Openreach | Cable Network Cabinets |  | MA5616 (DSLAM) (Chassis) |  | 8130002001100 | 1.9
2 | Openreach | Cable Network Cabinets |  | PRTE (Power card) |  | 8130002002100 | 2
2 | Openreach | Cable Network Cabinets |  | GE_SFP_SFW-B (Plugin) (1-4 SFPs) |  | 8130002003100 | 1.7
3 | Openreach | Cable Network Cabinets |  | 10GE_SFW_NOK-C (Plugin) (5-8 SFPs connected) |  | 8130003000100 | 3.2
3 | Openreach | Cable Network Cabinets |  | H901PISA (Power Slot) (Card) |  | 8130003001100 | 2.7
4 | Openreach | Cable Network Cabinets |  | GICD (GUI Slot) (Card) |  | 8130004000100 | 3.8
4 | Openreach | Cable Network Cabinets |  | H83FFDSH (1-16 customers connected) (Port Usage) |  | 8130004001100 | 3.8853
4 | Openreach | Cable Network Cabinets |  | 10GE_SFP_80_DFW (Plugin) (1-4 SFPs) |  | 8130004002100 | 3.6
4 | Openreach | Cable Network Cabinets |  | GE_SFP_SFW-B (Plugin) (5-8 SFPs) |  | 8130004003100 | 4.4
5 | Openreach | Cable Network Cabinets |  | H901GPHF (1-8 ports connected) |  | 8130005000100 | 4.8
5 | Openreach | Cable Network Cabinets |  | VCPD (1-16 customers connected) (Port Usage) |  | 8130005001100 | 4.7
5 | Openreach | Cable Network Cabinets |  | H831PDMA (Power Slot) (Card) |  | 8130005002100 | 5.2
5 | Openreach | Cable Network Cabinets |  | H831PDMB (Power Slot) (Card) |  | 8130005003100 | 4.8
5 | Openreach | Cable Network Cabinets |  | H902GPHF (1-8 ports connected) |  | 8130005005100 | 4.8
6 | Openreach | Cable Network Cabinets |  | 10GE_SFP_SFW-B (Plugin) (5-8 x SFPs) |  | 8130006001100 | 5.9
5 | Openreach | Cable Network Cabinets |  | VDLF (1-16 customers connected) (Port Usage) |  | 8130006002100 | 5.2
6 | Openreach | Cable Network Cabinets |  | H831CCUE (Control Slot) (Card) |  | 8130006003100 | 6.4
6.2 | Openreach | Cable Network Cabinets |  | VCLF (1-16 customers connected) (Port Usage) |  | 8130006004100 | 6.2
6 | Openreach | Cable Network Cabinets |  | H80BVCMM (1-16 customers connected) (Port Usage) |  | 8130006005100 | 6.3
6 | Openreach | Cable Network Cabinets |  | H83DVCPD (1-16 customers connected) (Port Usage) |  | 8130006006100 | 5.5
7 | Openreach | Cable Network Cabinets |  | H831CCUB (Control Slot) (Card) |  | 8130007000100 | 6.9
7 | Openreach | Cable Network Cabinets |  | H832CCUE (Control Slot) (Card) |  | 8130007001100 | 7.3
7 | Openreach | Cable Network Cabinets |  | MA5611S-DE16 - 10KM (Fibre to the Remote Node) (Sealed Unit DSLAM) (1-16 customer connections) |  | 8130007002100 | 6.8
7 | Openreach | Cable Network Cabinets |  | MA5611S-DE16 - 40KM (Fibre to the Remote Node) (Sealed Unit DSLAM) (1 - 16 customer connections) |  | 8130007003100 | 6.7
7 | Openreach | Cable Network Cabinets |  | MA5818 (DSLAM) (Chassis) |  | 8130007004100 | 6.7
10 | Openreach | Cable Network Cabinets |  | VDMF (1-16 customers connected) (Port Usage) |  | 8130010000100 | 9.6
10 | Openreach | Cable Network Cabinets |  | H835VDSH (1-16 customers connected) (Port Usage) |  | 8130010001100 | 9.6
10 | Openreach | Cable Network Cabinets |  | MA5800-X2 - H90Z2BPSB (SHE) (Chassis) |  | 8130010002100 | 9.7
10 | Openreach | Cable Network Cabinets |  | 10GE_SFP_80_DFW (Plugin) (5-8 SFPs) |  | 8130010003100 | 9.5
11 | Openreach | Cable Network Cabinets |  | RFLT-G (1-16 customers connected) |  | 8130011000100 | 11
11 | Openreach | Cable Network Cabinets |  | VDLF (Line Slot) (Card) |  | 8130011001100 | 11
11 | Openreach | Cable Network Cabinets |  | CGLT-A - GPON Card (1-16 ports connected) (Port Usage) |  | 8130011002100 | 11
11 | Openreach | Cable Network Cabinets |  | H835VDSH (Line Slot) (Card) |  | 8130011003100 | 11
12 | Openreach | Cable Network Cabinets |  | H83FFDSH (17-32 customers connected) (Port Usage) |  | 8130012000100 | 12
13 | Openreach | Cable Network Cabinets |  | H802SCUB (Control Slot) (Card) |  | 8130013000100 | 13
14 | Openreach | Cable Network Cabinets |  | VCPD (17-32 customers connected) (Port Usage) |  | 8130014000100 | 14
14 | Openreach | Cable Network Cabinets |  | H832CCMB (Control Slot) (Card) |  | 8130014001100 | 14
15 | Openreach | Cable Network Cabinets |  | H901GPHF (9-16 ports connected) |  | 8130015000100 | 15
15 | Openreach | Cable Network Cabinets |  | H902GPHF (9-16 ports connected) |  | 8130015001100 | 15
16 | Openreach | Cable Network Cabinets |  | VDLF (17-32 customers connected) (Port Usage) |  | 8130016000100 | 16
17 | Openreach | Cable Network Cabinets |  | H831CCMA (Control Slot) (Card) |  | 8130017000100 | 17
17 | Openreach | Cable Network Cabinets |  | H831CCMB (Control Slot) (Card) |  | 8130017001100 | 17
17 | Openreach | Cable Network Cabinets |  | H83DVCPD (Line Slot) (Card) |  | 8130017002100 | 17
17 | Openreach | Cable Network Cabinets |  | H83DVCPD (17-32 customers connected) (Port Usage) |  | 8130017003100 | 17
19 | Openreach | Cable Network Cabinets |  | VCLF (17-32 customers connected) (Port Usage) |  | 8130019000100 | 19
19 | Openreach | Cable Network Cabinets |  | H80BVCMM (17-32 customers connected) (Port Usage) |  | 8130019001100 | 19
19 | Openreach | Cable Network Cabinets |  | H83FFDSH (33-48 customers connected) (Port Usage) |  | 8130019002100 | 19
19 | Openreach | Cable Network Cabinets |  | H902GPHF (Line Slot) (Card) |  | 8130019003100 | 19
20 | Openreach | Cable Network Cabinets |  | CCUEX (Control Slot) (Card) |  | 8130020000100 | 20
22 | Openreach | Cable Network Cabinets |  | RFLT-G (Line Slot) (Card) |  | 8130022000100 | 22
22 | Openreach | Cable Network Cabinets |  | VDMF (Line Slot) (Card) |  | 8130022001100 | 22
22 | Openreach | Cable Network Cabinets |  | PDIA (Power Slot) (Card) |  | 8130022002100 | 22
23 | Openreach | Cable Network Cabinets |  | VCPD (33-48 customers connected) (Port Usage) |  | 8130023000100 | 23
23 | Openreach | Cable Network Cabinets |  | VPEA (Vector Slot) (Card) |  | 8130023001100 | 23
24 | Openreach | Cable Network Cabinets |  | H901GPHF (Line Slot) Card |  | 8130024000100 | 24
24 | Openreach | Cable Network Cabinets |  | H901GPHF (17-24 ports connected) |  | 8130024001100 | 24
24 | Openreach | Cable Network Cabinets |  | PDVA (Power Slot) (Card) |  | 8130024002100 | 24
24 | Openreach | Cable Network Cabinets |  | VCLF (Line Slot) (Card) |  | 8130024003100 | 24
24 | Openreach | Cable Network Cabinets |  | H902GPHF (17-24 ports connected) |  | 8130024004100 | 24
25 | Openreach | Cable Network Cabinets |  | VCPD (Line Slot) (Card) |  | 8130025000100 | 25
26 | Openreach | Cable Network Cabinets |  | VDLF (33-48 customers connected) (Port Usage) |  | 8130026000100 | 26
27 | Openreach | Cable Network Cabinets |  | H83FFDSH (49-64 customers connected) (Port Usage) |  | 8130027000100 | 27
28 | Openreach | Cable Network Cabinets |  | H83DVCPD (33-48 customers connected) (Port Usage) |  | 8130028000100 | 28
29 | Openreach | Cable Network Cabinets |  | VDMF (17-32 customers connected) (Port Usage) |  | 8130029000100 | 29
29 | Openreach | Cable Network Cabinets |  | H835VDSH (17-32 customers connected) (Port Usage) |  | 8130029001100 | 29
29 | Openreach | Cable Network Cabinets |  | MA5611S-DE16 - 10KM (Fibre to the Remote Node) (Sealed Unit DSLAM) |  | 8130029002100 | 29
29 | Openreach | Cable Network Cabinets |  | MA5611S-DE16 - 40KM (Fibre to the Remote Node) (Sealed Unit DSLAM) |  | 8130029003100 | 29
30 | Openreach | Cable Network Cabinets |  | H83FFDSH (Line Slot) (Card) |  | 8130030000100 | 30
30 | Openreach | Cable Network Cabinets |  | H901MPSA (Control Slot) (Card) |  | 8130030001100 | 30
31 | Openreach | Cable Network Cabinets |  | VCLF (33-48 customers connected) (Port Usage) |  | 8130031000100 | 31
32 | Openreach | Cable Network Cabinets |  | H80BVCMM (33-48 customers connected) (Port Usage) |  | 8130032000100 | 32
33 | Openreach | Cable Network Cabinets |  | RFLT-G (17-32 customers connected) |  | 8130033000100 | 33
33 | Openreach | Cable Network Cabinets |  | VCPD (49-64 customers connected) (Port Usage) |  | 8130033001100 | 33
34 | Openreach | Cable Network Cabinets |  | H901GPHF (25-32 ports connected) |  | 8130034000100 | 34
34 | Openreach | Cable Network Cabinets |  | H80BVCMM(48) (Line Slot) (Card) |  | 8130034001100 | 34
34 | Openreach | Cable Network Cabinets |  | H902GPHF (25-32 ports connected) |  | 8130034002100 | 34
35 | Openreach | Cable Network Cabinets |  | H83FFDSH (65-80 customers connected) (Port Usage) |  | 8130035000100 | 35
37 | Openreach | Cable Network Cabinets |  | VDLF (49-64 customers connected) (Port Usage) |  | 8130037000100 | 37
37 | Openreach | Cable Network Cabinets |  | MA5603T (DSLAM) (Chassis) |  | 8130037001100 | 37
38 | Openreach | Cable Network Cabinets |  | RANI-D (Control Slot) (Card) |  | 8130038000100 | 38
39 | Openreach | Cable Network Cabinets |  | PDVAA (Power Slot) (Card) |  | 8130039000100 | 39
39 | Openreach | Cable Network Cabinets |  | H83DVCPD (49-64 customers connected) (Port Usage) |  | 8130039001100 | 39
41 | Openreach | Cable Network Cabinets |  | SCUQ (Control Slot) (Card) |  | 8130041000100 | 41
42 | Openreach | Cable Network Cabinets |  | VCPD (65-80 customers connected) (Port Usage) |  | 8130042000100 | 42
43 | Openreach | Cable Network Cabinets |  | H83FFDSH (81-96 customers connected) (Port Usage) |  | 8130043000100 | 43
44 | Openreach | Cable Network Cabinets |  | VCLF (49-64 customers connected) (Port Usage) |  | 8130044000100 | 44
44 | Openreach | Cable Network Cabinets |  | H80BVCMM (49-64 customers connected) (Port Usage) |  | 8130044001100 | 44
45 | Openreach | Cable Network Cabinets |  | MX-6 (DSLAM) (Chassis) |  | 8130045000100 | 45
47 | Openreach | Cable Network Cabinets |  | H901MPSC (Control Slot) Card |  | 8130047000100 | 47
47 | Openreach | Cable Network Cabinets |  | VDLF (65-80 customers connected) (Port Usage) |  | 8130047001100 | 47
47 | Openreach | Cable Network Cabinets |  | H836VPJA (Link Card) |  | 8130047002100 | 47
48 | Openreach | Cable Network Cabinets |  | VDMF (33-48 customers connected) (Port Usage) |  | 8130048000100 | 48
48 | Openreach | Cable Network Cabinets |  | H835VDSH (33-48 customers connected) (Port Usage) |  | 8130048001100 | 48
49 | Openreach | Cable Network Cabinets |  | PDNAA (Power Slot) (Card) |  | 8130049000100 | 49
50 | Openreach | Cable Network Cabinets |  | H83DVCPD (65-80 customers connected) (Port Usage) |  | 8130050000100 | 50
52 | Openreach | Cable Network Cabinets |  | VCPD (81-96 customers connected) (Port Usage) |  | 8130052000100 | 52
57 | Openreach | Cable Network Cabinets |  | VDLF (81-96 customers connected) (Port Usage) |  | 8130054000100 | 57
54 | Openreach | Cable Network Cabinets |  | RANI-G (Control Slot) (Card) |  | 8130054001100 | 54
55 | Openreach | Cable Network Cabinets |  | RFLT-G (33-48 customers connected) |  | 8130055000100 | 55
56 | Openreach | Cable Network Cabinets |  | VCLF (65-80 customers connected) (Port Usage) |  | 8130056000100 | 56
57 | Openreach | Cable Network Cabinets |  | H80BVCMM (65-80 customers connected) (Port Usage) |  | 8130057000100 | 57
58 | Openreach | Cable Network Cabinets |  | VDSL MA5818 Sidepod (one 64 port Huawei Line Card with up to 16 customers) |  | 8130058000100 | 58
60 | Independent Next Generation Ltd | Cable Network Cabinets |  | Link Cabinet |  | 8130060000100 | 60
61 | Openreach | Cable Network Cabinets |  | VCPD (97-112 customers connected) (Port Usage) |  | 8130061000100 | 61
61 | Openreach | Cable Network Cabinets |  | H83DVCPD (81-96 customers connected) (Port Usage) |  | 8130061001100 | 61
67 | Openreach | Cable Network Cabinets |  | VDMF (49-64 customers connected) (Port Usage) |  | 8130067000100 | 67
67 | Openreach | Cable Network Cabinets |  | H835VDSH (49-64 customers connected) (Port Usage) |  | 8130067001100 | 67
68 | Openreach | Cable Network Cabinets |  | MA5616T (port band 0) |  | 8130068000100 | 68
68 | Openreach | Cable Network Cabinets |  | VDSL MA5818 Sidepod (one 64 port Huawei Line Card with 17 - 32 customers) |  | 8130068001100 | 68
68 | Openreach | Cable Network Cabinets |  | VDSL 512 MA5818 (one 64 port Huawei Line Card with up to 16 customers) |  | 8130068002100 | 68
68 | Openreach | Cable Network Cabinets |  | VDLF (97-112 customers connected) (Port Usage) |  | 8130068003100 | 68
69 | Openreach | Cable Network Cabinets |  | VCLF (81-96 customers connected) (Port Usage) |  | 8130069000100 | 69
70 | Openreach | Cable Network Cabinets |  | H80BVCMM (81-96 customers connected) (Port Usage) |  | 8130070000100 | 70
70 | Openreach | Cable Network Cabinets |  | VCPD (113-128 customers connected) (Port Usage) |  | 8130070001100 | 70
72 | Openreach | Cable Network Cabinets |  | H83DVCPD (97-112 customers connected) (Port Usage) |  | 8130072000100 | 72
73 | Openreach | Cable Network Cabinets |  | MA5616T (port band 1) |  | 8130073000100 | 73
75 | Openreach | Cable Network Cabinets |  | VDSL MA5818 Sidepod (two 64 port Huawei Line Cards with up to 16 customers) |  | 8130075000100 | 75
78 | Openreach | Cable Network Cabinets |  | VDSL MA5818 Sidepod (one 64 port Huawei Line Card with 33 - 48 customers) |  | 8130078000100 | 78
78 | Openreach | Cable Network Cabinets |  | RFLT-G (49-64 customers connected) |  | 8130078001100 | 78
78 | Openreach | Cable Network Cabinets |  | VDLF (113-128 customers connected) (Port Usage) |  | 8130078002100 | 78
79 | Openreach | Cable Network Cabinets |  | VDSL 512 MA5818 (one 64 port Huawei Line Card with 17 - 32 customers) |  | 8130079000100 | 79
80 | Openreach | Cable Network Cabinets |  | VCPD (129-144 customers connected) (Port Usage) |  | 8130080000100 | 80
81 | Openreach | Cable Network Cabinets |  | VCLF (97-112 customers connected) (Port Usage) |  | 8130081000100 | 81
82 | Openreach | Cable Network Cabinets |  | H80BVCMM (97-112 customers connected) (Port Usage) |  | 8130082000100 | 82
83 | Openreach | Cable Network Cabinets |  | H83DVCPD (113-128 customers connected) (Port Usage) |  | 8130083000100 | 83
85 | Openreach | Cable Network Cabinets |  | G.Fast (one 24 port G5 Huawei Line Card with up to 12 customers) |  | 8130085000100 | 85
85 | Openreach | Cable Network Cabinets |  | VDSL MA5818 Sidepod (two 64 port Huawei Line Cards with 17 - 32 customers) |  | 8130085001100 | 85
85 | Openreach | Cable Network Cabinets |  | VDSL 512 MA5818 (two 64 port Huawei Line Cards with up to 16 customers) |  | 8130085002100 | 85
86 | Openreach | Cable Network Cabinets |  | H835VDSH (65-80 customers connected) (Port Usage) |  | 8130086000100 | 86
87 | Openreach | Cable Network Cabinets |  | VDMF (65-80 customers connected) (Port Usage) |  | 8130087000100 | 87
89 | Openreach | Cable Network Cabinets |  | VDSL MA5818 Sidepod (one 64 port Huawei Line Card with 49 - 64 customers) |  | 8130089000100 | 89
89 | Openreach | Cable Network Cabinets |  | VDSL 512 MA5818 (one 64 port Huawei Line Card with 33 - 48 customers) |  | 8130089001100 | 89
89 | Openreach | Cable Network Cabinets |  | VCPD (145-160 customers connected) (Port Usage) |  | 8130089002100 | 89
91 | Openreach | Cable Network Cabinets |  | G.Fast (one 24 port G5 Huawei Line Card with 13-24 customers) |  | 8130091000100 | 91
91 | Openreach | Cable Network Cabinets |  | VDSL MA5818 Sidepod (three 64 port Huawei Line Cards with up to 16 customers) |  | 8130091001100 | 91
93 | Openreach | Cable Network Cabinets |  | VCLF (113-128 customers connected) (Port Usage) |  | 8130093000100 | 93
94 | Openreach | Cable Network Cabinets |  | H83DVCPD (129-144 customers connected) (Port Usage) |  | 8130094000100 | 94
95 | Openreach | Cable Network Cabinets |  | VDSL MA5818 Sidepod (two 64 port Huawei Line Card with 33 - 48 customers) |  | 8130095000100 | 95
95 | Openreach | Cable Network Cabinets |  | H80BVCMM (113-128 customers connected) (Port Usage) |  | 8130095001100 | 95
96 | Openreach | Cable Network Cabinets |  | VDSL 512 MA5818 (two 64 port Huawei Line Cards with 17 - 32 customers) |  | 8130096000100 | 96
99 | Openreach | Cable Network Cabinets |  | VCPD (161-176 customers connected) (Port Usage) |  | 8130099000100 | 99
100 | Openreach | Cable Network Cabinets |  | VDSL 512 MA5818 (one 64 port Huawei Line Card with 49 - 64 customers) |  | 8130100000100 | 100
100 | Openreach | Cable Network Cabinets |  | RFLT-G (65-80 customers connected) |  | 8130100001100 | 100
102 | Openreach | Cable Network Cabinets |  | VDSL MA5818 Sidepod (three 64 port Huawei Line Cards with 17 - 32 customers) |  | 8130102000100 | 102
102 | Openreach | Cable Network Cabinets |  | VDSL 512 MA5818 (three 64 port Huawei Line Cards with up to 16 customers) |  | 8130102001100 | 102
103 | Openreach | Cable Network Cabinets |  | DF-16GW (SHE) (Chassis) |  | 8130103000100 | 103
105 | Openreach | Cable Network Cabinets |  | VDSL MA5818 Sidepod (two 64 port Huawei Line Cards with 49 - 64 customers) |  | 8130105000100 | 105
105 | Openreach | Cable Network Cabinets |  | H835VDSH (81-96 customers connected) (Port Usage) |  | 8130105001100 | 105
105 | Openreach | Cable Network Cabinets |  | H83DVCPD (145-160 customers connected) (Port Usage) |  | 8130105002100 | 105
106 | Openreach | Cable Network Cabinets |  | VDSL 512 MA5818 (two 64 port Huawei Line Card with 33 - 48 customers) |  | 8130106000100 | 106
106 | Openreach | Cable Network Cabinets |  | VDMF (81-96 customers connected) (Port Usage) |  | 8130106001100 | 106
107 | Openreach | Cable Network Cabinets |  | G.Fast (two 24 port G5 Huawei Line Cards with up to 12 customers) |  | 8130107000100 | 107
108 | Openreach | Cable Network Cabinets |  | MA5603T (port band 0) |  | 8130108000100 | 108
108 | Openreach | Cable Network Cabinets |  | VDSL MA5818 Sidepod (four 64 port Huawei Line Cards with up to 16 customers) |  | 8130108001100 | 108
108 | Openreach | Cable Network Cabinets |  | H80BVCMM (129-144 customers connected) (Port Usage) |  | 8130108002100 | 108
108 | Openreach | Cable Network Cabinets |  | VCPD (177-192 customers connected) (Port Usage) |  | 8130108003100 | 108
109 | Openreach | Cable Network Cabinets |  | MA5616T (port band 2) |  | 8130109000100 | 109
112 | Openreach | Cable Network Cabinets |  | M41 (port band 0) |  | 8130112000100 | 112
112 | Openreach | Cable Network Cabinets |  | VDSL MA5818 Sidepod (three 64 port Huawei Line Card with 33 - 48 customers) |  | 8130112001100 | 112
113 | Openreach | Cable Network Cabinets |  | VDSL 512 MA5818 (three 64 port Huawei Line Cards with 17 - 32 customers) |  | 8130113000100 | 113
116 | Openreach | Cable Network Cabinets |  | G.Fast (two 24 port G5 Huawei Line Cards with 13-24 customers) |  | 8130116000100 | 116
116 | Openreach | Cable Network Cabinets |  | VDSL MA5818 Sidepod (two 64 port Huawei Line Cards with 65 - 80 customers) |  | 8130116001100 | 116
116 | Openreach | Cable Network Cabinets |  | H83DVCPD (161-176 customers connected) (Port Usage) |  | 8130116002100 | 116
117 | Openreach | Cable Network Cabinets |  | G.Fast (one 24 port Nokia Line Card with up to 12 customers) |  | 8130117000100 | 117
117 | Openreach | Cable Network Cabinets |  | VDSL 512 MA5818 (two 64 port Huawei Line Cards with 49 - 64 customers) |  | 8130117001100 | 117
117 | Openreach | Cable Network Cabinets |  | VCPD (193-208 customers connected) (Port Usage) |  | 8130117002100 | 117
118 | Openreach | Cable Network Cabinets |  | VDSL MA5818 Sidepod (four 64 port Huawei Line Cards with 17 - 32 customers) |  | 8130118000100 | 118
119 | Openreach | Cable Network Cabinets |  | VDSL 512 MA5818 (four 64 port Huawei Line Cards with up to 16 customers) |  | 8130119000100 | 119
120 | Openreach | Cable Network Cabinets |  | H80BVCMM (145-160 customers connected) (Port Usage) |  | 8130120000100 | 120
122 | Openreach | Cable Network Cabinets |  | VDSL MA5818 Sidepod (three 64 port Huawei Line Cards with 49 - 64 customers) |  | 8130122000100 | 122
122 | Openreach | Cable Network Cabinets |  | RFLT-G (81-96 customers connected) |  | 8130122001100 | 122
124 | Openreach | Cable Network Cabinets |  | G.Fast (1 Line Card) |  | 8130124000100 | 124
124 | Openreach | Cable Network Cabinets |  | VDSL 512 MA5818 (three 64 port Huawei Line Card with 33 - 48 customers) |  | 8130124001100 | 124
125 | Openreach | Cable Network Cabinets |  | G.Fast (two 24 port G5 Huawei Line Cards with 25-36 customers) |  | 8130125000100 | 125
125 | Openreach | Cable Network Cabinets |  | VDMF (97-112 customers connected) (Port Usage) |  | 8130125001100 | 125
126 | Openreach | Cable Network Cabinets |  | VDSL MA5818 Sidepod (two 64 port Huawei Line Cards with 81 - 96 customers) |  | 8130126000100 | 126
127 | Openreach | Cable Network Cabinets |  | G.Fast (one 24 port Nokia Line Cards with 13-24 customers) |  | 8130127000100 | 127
127 | Openreach | Cable Network Cabinets |  | VCPD (209-224 customers connected) (Port Usage) |  | 8130127001100 | 127
127 | Openreach | Cable Network Cabinets |  | H83DVCPD (177-192 customers connected) (Port Usage) |  | 8130127002100 | 127
128 | Openreach | Cable Network Cabinets |  | VDSL 512 MA5818 (two 64 port Huawei Line Cards with 65 - 80 customers) |  | 8130128000100 | 128
129 | Openreach | Cable Network Cabinets |  | G.Fast (three 24 port G5 Huawei Line Cards with up to 12 customers) |  | 8130129000100 | 129
129 | Openreach | Cable Network Cabinets |  | VDSL MA5818 Sidepod (four 64 port Huawei Line Card with 33 - 48 customers) |  | 8130129001100 | 129
130 | Openreach | Cable Network Cabinets |  | G.Fast (two 24 port G5 Huawei Line Cards with 37-48 customers) |  | 8130130000100 | 130
130 | Openreach | Cable Network Cabinets |  | VDSL 512 MA5818 (four 64 port Huawei Line Cards with 17 - 32 customers) |  | 8130130001100 | 130
133 | Openreach | Cable Network Cabinets |  | VDSL MA5818 Sidepod (three 64 port Huawei Line Cards with 65 - 80 customers) |  | 8130133000100 | 133
133 | Openreach | Cable Network Cabinets |  | H80BVCMM (161-176 customers connected) (Port Usage) |  | 8130133001100 | 133
134 | Openreach | Cable Network Cabinets |  | VDSL 512 MA5818 (three 64 port Huawei Line Cards with 49 - 64 customers) |  | 8130134000100 | 134
136 | Openreach | Cable Network Cabinets |  | MA5616T (port band 3) |  | 8130136000100 | 136
136 | Openreach | Cable Network Cabinets |  | G.Fast (two 24 port Nokia Line Cards with up to 12 customers) |  | 8130136001100 | 136
136 | Openreach | Cable Network Cabinets |  | VDSL MA5818 Sidepod (two 64 port Huawei Line Cards with 97 - 112 customers) |  | 8130136002100 | 136
136 | Openreach | Cable Network Cabinets |  | VCPD (225-240 customers connected) (Port Usage) |  | 8130136003100 | 136
138 | Openreach | Cable Network Cabinets |  | H83DVCPD (193-208 customers connected) (Port Usage) |  | 8130138000100 | 138
139 | Openreach | Cable Network Cabinets |  | VDSL MA5818 Sidepod (four 64 port Huawei Line Cards with 49 - 64 customers) |  | 8130139000100 | 139
139 | Openreach | Cable Network Cabinets |  | VDSL 512 MA5818 (two 64 port Huawei Line Cards with 81 - 96 customers) |  | 8130139001100 | 139
141 | Openreach | Cable Network Cabinets |  | G.Fast (three 24 port G5 Huawei Line Cards with 13-24 customers) |  | 8130141000100 | 141
141 | Openreach | Cable Network Cabinets |  | VDSL 512 MA5818 (four 64 port Huawei Line Card with 33 - 48 customers) |  | 8130141001100 | 141
142 | Openreach | Cable Network Cabinets |  | MA5603T (port band 1) |  | 8130142000100 | 142
143 | Openreach | Cable Network Cabinets |  | VDSL MA5818 Sidepod (three 64 port Huawei Line Cards with 81 - 96 customers) |  | 8130143000100 | 143
144 | Openreach | Cable Network Cabinets |  | RFLT-G (97-112 customers connected) |  | 8130144000100 | 144
144 | Openreach | Cable Network Cabinets |  | VDMF (113-128 customers connected) (Port Usage) |  | 8130144001100 | 144
145 | Openreach | Cable Network Cabinets |  | G.Fast (two 24 port Nokia Line Cards with 13-24 customers) |  | 8130145000100 | 145
145 | Openreach | Cable Network Cabinets |  | VDSL 512 MA5818 (three 64 port Huawei Line Cards with 65 - 80 customers) |  | 8130145001100 | 145
146 | Openreach | Cable Network Cabinets |  | H80BVCMM (177-192 customers connected) (Port Usage) |  | 8130146000100 | 146
146 | Openreach | Cable Network Cabinets |  | VCPD (241-256 customers connected) (Port Usage) |  | 8130146001100 | 146
147 | Openreach | Cable Network Cabinets |  | G.Fast (three 24 port G5 Huawei Line Cards with 25-36 customers) |  | 8130147000100 | 147
147 | Openreach | Cable Network Cabinets |  | VDSL MA5818 Sidepod (two 64 port Huawei Line Cards with 113 - 128 customers) |  | 8130147001100 | 147
149 | Openreach | Cable Network Cabinets |  | VDSL MA5818 Sidepod (four 64 port Huawei Line Cards with 65 - 80 customers) |  | 8130149000100 | 149
149 | Openreach | Cable Network Cabinets |  | VDSL 512 MA5818 (two 64 port Huawei Line Cards with 97 - 112 customers) |  | 8130149001100 | 149
149 | Openreach | Cable Network Cabinets |  | H83DVCPD (209-224 customers connected) (Port Usage) |  | 8130149002100 | 149
151 | Openreach | Cable Network Cabinets |  | G.Fast (four 24 port G5 Huawei Line Cards with up to 12 customers) |  | 8130151000100 | 151
151 | Openreach | Cable Network Cabinets |  | VDSL 512 MA5818 (four 64 port Huawei Line Cards with 49 - 64 customers) |  | 8130151001100 | 151
153 | Openreach | Cable Network Cabinets |  | M41 (port band 1) |  | 8130153000100 | 153
153 | Openreach | Cable Network Cabinets |  | G.Fast (three 24 port Nokia Line Cards with up to 12 customers) |  | 8130153001100 | 153
153 | Openreach | Cable Network Cabinets |  | VDSL MA5818 Sidepod (three 64 port Huawei Line Cards with 97 - 112 customers) |  | 8130153002100 | 153
155 | Openreach | Cable Network Cabinets |  | G.Fast (two 24 port Nokia Line Cards with 25-36 customers) |  | 8130155000100 | 155
155 | Openreach | Cable Network Cabinets |  | VCPD (257-272 customers connected) (Port Usage) |  | 8130155001100 | 155
156 | Openreach | Cable Network Cabinets |  | VDSL 512 MA5818 (three 64 port Huawei Line Cards with 81 - 96 customers) |  | 8130156000100 | 156
158 | Openreach | Cable Network Cabinets |  | MA5616T (port band 4) |  | 8130158000100 | 158
159 | Openreach | Cable Network Cabinets |  | G.Fast (three 24 port G5 Huawei Line Cards with 37-48 customers) |  | 8130159000100 | 159
159 | Openreach | Cable Network Cabinets |  | H80BVCMM (193-208 customers connected) (Port Usage) |  | 8130159001100 | 159
160 | Openreach | Cable Network Cabinets |  | VDSL MA5818 Sidepod (four 64 port Huawei Line Cards with 81 - 96 customers) |  | 8130160000100 | 160
160 | Openreach | Cable Network Cabinets |  | VDSL 512 MA5818 (two 64 port Huawei Line Cards with 113 - 128 customers) |  | 8130160001100 | 160
160 | Openreach | Cable Network Cabinets |  | H83DVCPD (225- 240 customers connected) (Port Usage) |  | 8130160002100 | 160
162 | Openreach | Cable Network Cabinets |  | G.Fast (three 24 port Nokia Line Cards (16 port mode) with up to 12 customers) |  | 8130162000100 | 162
162 | Openreach | Cable Network Cabinets |  | VDSL 512 MA5818 (four 64 port Huawei Line Cards with 65 - 80 customers) |  | 8130162001100 | 162
163 | Openreach | Cable Network Cabinets |  | G.Fast (three 24 port Nokia Line Cards with 13-24 customers) |  | 8130163000100 | 163
163 | Openreach | Cable Network Cabinets |  | G.Fast (four 24 port G5 Huawei Line Cards with 13-24 customers) |  | 8130163001100 | 163
163 | Openreach | Cable Network Cabinets |  | VDSL MA5818 Sidepod (three 64 port Huawei Line Cards with 113 - 128 customers) |  | 8130163002100 | 163
164 | Openreach | Cable Network Cabinets |  | G.Fast (two 24 port Nokia Line Cards with 37-48 customers) |  | 8130164000100 | 164
164 | Openreach | Cable Network Cabinets |  | G.Fast (three 24 port G5 Huawei Line Cards with 49-60 customers) |  | 8130164001100 | 164
164 | Openreach | Cable Network Cabinets |  | VCPD (273-288 customers connected) (Port Usage) |  | 8130164002100 | 164
164 | Openreach | Cable Network Cabinets |  | VDMF (129-144 customers connected) (Port Usage) |  | 8130164003100 | 164
165 | Openreach | Cable Network Cabinets |  | MA5603T (port band 2) |  | 8130165000100 | 165
166 | Openreach | Cable Network Cabinets |  | VDSL 512 MA5818 (three 64 port Huawei Line Cards with 97 - 112 customers) |  | 8130166000100 | 166
166 | Openreach | Cable Network Cabinets |  | RFLT-G (113-128 customers connected) |  | 8130166001100 | 166
167 | Openreach | Cable Network Cabinets |  | G.Fast (three 16 port Nokia Line Cards with 12 customers) |  | 8130167000100 | 167
170 | Openreach | Cable Network Cabinets |  | G.Fast (three 24 port G5 Huawei Line Cards with 61-72 customers) |  | 8130170000100 | 170
170 | Openreach | Cable Network Cabinets |  | VDSL MA5818 Sidepod (four 64 port Huawei Line Cards with 97 - 112 customers) |  | 8130170001100 | 170
171 | Openreach | Cable Network Cabinets |  | H80BVCMM (209-224 customers connected) (Port Usage) |  | 8130171000100 | 171
171 | Openreach | Cable Network Cabinets |  | H83DVCPD (240-256 customers connected) (Port Usage) |  | 8130171001100 | 171
172 | Openreach | Cable Network Cabinets |  | G.Fast (three 24 port Nokia Line Cards with 25-36 customers) |  | 8130172000100 | 172
172 | Openreach | Cable Network Cabinets |  | G.Fast (four 24 port G5 Huawei Line Cards with 25-36 customers) |  | 8130172001100 | 172
173 | Openreach | Cable Network Cabinets |  | M41 (port band 2) |  | 8130173000100 | 173
173 | Openreach | Cable Network Cabinets |  | G.Fast (2 Line Cards) |  | 8130173001100 | 173
173 | Openreach | Cable Network Cabinets |  | G.Fast (four 24 port Nokia Line Cards with up to 12 customers) |  | 8130173002100 | 173
173 | Openreach | Cable Network Cabinets |  | VDSL 512 MA5818 (four 64 port Huawei Line Cards with 81 - 96 customers) |  | 8130173003100 | 173
174 | Openreach | Cable Network Cabinets |  | VDSL MA5818 Sidepod (three 64 port Huawei Line Cards with 129 - 144 customers) |  | 8130174000100 | 174
174 | Openreach | Cable Network Cabinets |  | VCPD (289-304 customers connected) (Port Usage) |  | 8130174001100 | 174
176 | Openreach | Cable Network Cabinets |  | G.Fast (three 24 port Nokia Line Cards (16 port mode) with 13-24 customers) |  | 8130176000100 | 176
177 | Openreach | Cable Network Cabinets |  | VDSL 512 MA5818 (three 64 port Huawei Line Cards with 113 - 128 customers) |  | 8130177000100 | 177
178 | Openreach | Cable Network Cabinets |  | G.Fast (three 16 port Nokia Line Cards with 24 customers) |  | 8130178000100 | 178
180 | Openreach | Cable Network Cabinets |  | MA5616T (port band 5) |  | 8130180000100 | 180
180 | Openreach | Cable Network Cabinets |  | VDSL MA5818 Sidepod (four 64 port Huawei Line Cards with 113 - 128 customers) |  | 8130180001100 | 180
181 | Openreach | Cable Network Cabinets |  | G.Fast (three 24 port Nokia Line Cards with 37-48 customers) |  | 8130181000100 | 181
181 | Openreach | Cable Network Cabinets |  | G.Fast (four 24 port G5 Huawei Line Cards with 37-48 customers) |  | 8130181001100 | 181
183 | Openreach | Cable Network Cabinets |  | G.Fast (four 24 port Nokia Line Cards with 13-24 customers) |  | 8130183000100 | 183
183 | Openreach | Cable Network Cabinets |  | VDSL 512 MA5818 (four 64 port Huawei Line Cards with 97 - 112 customers) |  | 8130183001100 | 183
183 | Openreach | Cable Network Cabinets |  | VCPD (305-320 customers connected) (Port Usage) |  | 8130183002100 | 183
183 | Openreach | Cable Network Cabinets |  | VDMF (145-160 customers connected) (Port Usage) |  | 8130183003100 | 183
184 | Openreach | Cable Network Cabinets |  | VDSL MA5818 Sidepod (three 64 port Huawei Line Cards with 145 - 160 customers) |  | 8130184000100 | 184
184 | Openreach | Cable Network Cabinets |  | H80BVCMM (225-240 customers connected) (Port Usage) |  | 8130184001100 | 184
188 | Openreach | Cable Network Cabinets |  | VDSL 512 MA5818 (three 64 port Huawei Line Cards with 129 - 144 customers) |  | 8130188000100 | 188
189 | Openreach | Cable Network Cabinets |  | RFLT-G (129-144 customers connected) |  | 8130189000100 | 189
190 | Openreach | Cable Network Cabinets |  | G.Fast (three 16 port Nokia Line Cards with 36 customers) |  | 8130190000100 | 190
190 | Openreach | Cable Network Cabinets |  | G.Fast (four 24 port G5 Huawei Line Cards with 49-60 customers) |  | 8130190001100 | 190
191 | Openreach | Cable Network Cabinets |  | G.Fast (three 24 port Nokia Line Cards (16 port mode) with 25-36 customers) |  | 8130191000100 | 191
191 | Openreach | Cable Network Cabinets |  | G.Fast (three 24 port Nokia Line Cards with 49-60 customers) |  | 8130191001100 | 191
191 | Openreach | Cable Network Cabinets |  | VDSL MA5818 Sidepod (four 64 port Huawei Line Cards with 129 - 144 customers) |  | 8130191002100 | 191
192 | Openreach | Cable Network Cabinets |  | G.Fast (four 24 port Nokia Line Cards with 25-36 customers) |  | 8130192000100 | 192
193 | Openreach | Cable Network Cabinets |  | M41 (port band 3) |  | 8130193000100 | 193
193 | Openreach | Cable Network Cabinets |  | VCPD (321-336 customers connected) (Port Usage) |  | 8130193001100 | 193
194 | Openreach | Cable Network Cabinets |  | MA5603T (port band 3) |  | 8130194000100 | 194
194 | Openreach | Cable Network Cabinets |  | VDSL MA5818 Sidepod (three 64 port Huawei Line Cards with 161 - 176 customers) |  | 8130194001100 | 194
194 | Openreach | Cable Network Cabinets |  | VDSL 512 MA5818 (four 64 port Huawei Line Cards with 113 - 128 customers) |  | 8130194002100 | 194
197 | Openreach | Cable Network Cabinets |  | H80BVCMM (241-256 customers connected) (Port Usage) |  | 8130197000100 | 197
198 | Openreach | Cable Network Cabinets |  | VDSL 512 MA5818 (three 64 port Huawei Line Cards with 145 - 160 customers) |  | 8130198000100 | 198
199 | Openreach | Cable Network Cabinets |  | G.Fast (four 24 port G5 Huawei Line Cards with 61-72 customers) |  | 8130199000100 | 199
200 | Openreach | Cable Network Cabinets |  | MA5616T (port band 6) |  | 8130200000100 | 200
200 | Openreach | Cable Network Cabinets |  | G.Fast (three 24 port Nokia Line Cards with 61-72 customers) |  | 8130200001100 | 200
201 | Openreach | Cable Network Cabinets |  | G.Fast (three 16 port Nokia Line Cards with 48 customers) |  | 8130201000100 | 201
201 | Openreach | Cable Network Cabinets |  | VDSL MA5818 Sidepod (four 64 port Huawei Line Cards with 145 - 160 customers) |  | 8130201001100 | 201
202 | Openreach | Cable Network Cabinets |  | G.Fast (four 24 port Nokia Line Cards with 37-48 customers) |  | 8130202000100 | 202
202 | Openreach | Cable Network Cabinets |  | VCPD (337-352 customers connected) (Port Usage) |  | 8130202001100 | 202
202 | Openreach | Cable Network Cabinets |  | VDMF (161-176 customers connected) (Port Usage) |  | 8130202002100 | 202
204 | Openreach | Cable Network Cabinets |  | MA5616T (port band 7) |  | 8130204000100 | 204
205 | Openreach | Cable Network Cabinets |  | G.Fast (three 24 port Nokia Line Cards (16 port mode) with 37-48 customers) |  | 8130205000100 | 205
205 | Openreach | Cable Network Cabinets |  | G.Fast (four 24 port G5 Huawei Line Cards with 73-84 customers) |  | 8130205001100 | 205
205 | Openreach | Cable Network Cabinets |  | VDSL MA5818 Sidepod (three 64 port Huawei Line Cards with 177 - 192 customers) |  | 8130205002100 | 205
205 | Openreach | Cable Network Cabinets |  | VDSL 512 MA5818 (four 64 port Huawei Line Cards with 129 - 144 customers) |  | 8130205003100 | 205
206 | Openreach | Cable Network Cabinets |  | MA5616T (port band 8) |  | 8130206000100 | 206
209 | Openreach | Cable Network Cabinets |  | VDSL 512 MA5818 (three 64 port Huawei Line Cards with 161 - 176 customers) |  | 8130209000100 | 209
209 | Openreach | Cable Network Cabinets |  | H80BVCMM (257-272 customers connected) (Port Usage) |  | 8130209001100 | 209
210 | Openreach | Cable Network Cabinets |  | G.Fast (four 24 port G5 Huawei Line Cards with 85-96 customers) |  | 8130210000100 | 210
211 | Openreach | Cable Network Cabinets |  | G.Fast (four 24 port Nokia Line Cards with 49-60 customers) |  | 8130211000100 | 211
211 | Openreach | Cable Network Cabinets |  | VDSL MA5818 Sidepod (four 64 port Huawei Line Cards with 161 - 176 customers) |  | 8130211001100 | 211
211 | Openreach | Cable Network Cabinets |  | VCPD (353-368 customers connected) (Port Usage) |  | 8130211002100 | 211
215 | Openreach | Cable Network Cabinets |  | VDSL 512 MA5818 (four 64 port Huawei Line Cards with 145 - 160 customers) |  | 8130215000100 | 215
218 | Openreach | Cable Network Cabinets |  | MA5603T (port band 4) |  | 8130218000100 | 218
220 | Openreach | Cable Network Cabinets |  | VDSL 512 MA5818 (three 64 port Huawei Line Cards with 177 - 192 customers) |  | 8130220000100 | 220
221 | Openreach | Cable Network Cabinets |  | G.Fast (3 Line Cards) |  | 8130221000100 | 221
221 | Openreach | Cable Network Cabinets |  | G.Fast (four 24 port Nokia Line Cards with 61-72 customers) |  | 8130221001100 | 221
221 | Openreach | Cable Network Cabinets |  | VDSL MA5818 Sidepod (four 64 port Huawei Line Cards with 177 - 192 customers) |  | 8130221002100 | 221
221 | Openreach | Cable Network Cabinets |  | VCPD (369-384 customers connected) (Port Usage) |  | 8130221003100 | 221
222 | Openreach | Cable Network Cabinets |  | H80BVCMM (273-288 customers connected) (Port Usage) |  | 8130222000100 | 222
222 | Openreach | Cable Network Cabinets |  | VDMF (177-192 customers connected) (Port Usage) |  | 8130222001100 | 222
226 | Openreach | Cable Network Cabinets |  | VDSL 512 MA5818 (four 64 port Huawei Line Cards with 161 - 176 customers) |  | 8130226000100 | 226
230 | Openreach | Cable Network Cabinets |  | G.Fast (four 24 port Nokia Line Cards with 73-84 customers) |  | 8130230000100 | 230
232 | Openreach | Cable Network Cabinets |  | M41 (port band 4) |  | 8130232000100 | 232
232 | Openreach | Cable Network Cabinets |  | VDSL MA5818 Sidepod (four 64 port Huawei Line Cards with 193 - 208 customers) |  | 8130232001100 | 232
237 | Openreach | Cable Network Cabinets |  | MA5603T (port band 5) |  | 8130237000100 | 237
237 | Openreach | Cable Network Cabinets |  | VDSL 512 MA5818 (four 64 port Huawei Line Cards with 177 - 192 customers) |  | 8130237001100 | 237
240 | Openreach | Cable Network Cabinets |  | G.Fast (four 24 port Nokia Line Cards with 85-96 customers) |  | 8130240000100 | 240
241 | Openreach | Cable Network Cabinets |  | VDMF (193-208 customers connected) (Port Usage) |  | 8130241000100 | 241
242 | Openreach | Cable Network Cabinets |  | VDSL MA5818 Sidepod (four 64 port Huawei Line Cards with 209 - 224 customers) |  | 8130242000100 | 242
247 | Openreach | Cable Network Cabinets |  | VDSL 512 MA5818 (four 64 port Huawei Line Cards with 193 - 208 customers) |  | 8130247000100 | 247
252 | Openreach | Cable Network Cabinets |  | VDSL MA5818 Sidepod (four 64 port Huawei Line Cards with 225 - 240 customers) |  | 8130252000100 | 252
258 | Openreach | Cable Network Cabinets |  | VDSL 512 MA5818 (four 64 port Huawei Line Cards with 209 - 224 customers) |  | 8130258000100 | 258
260 | Openreach | Cable Network Cabinets |  | VDMF (209-224 customers connected) (Port Usage) |  | 8130260000100 | 260
263 | Openreach | Cable Network Cabinets |  | VDSL MA5818 Sidepod (four 64 port Huawei Line Cards with 241 - 256 customers) |  | 8130263000100 | 263
264 | Openreach | Cable Network Cabinets |  | MA5603T (port band 6) |  | 8130264000100 | 264
267 | Openreach | Cable Network Cabinets |  | G.Fast (4 Line Cards) |  | 8130267000100 | 267
269 | Openreach | Cable Network Cabinets |  | VDSL 512 MA5818 (four 64 port Huawei Line Cards with 225 - 240 customers) |  | 8130269000100 | 269
278 | Openreach | Cable Network Cabinets |  | M41 (port band 5) |  | 8130278000100 | 278
279 | Openreach | Cable Network Cabinets |  | VDSL 512 MA5818 (four 64 port Huawei Line Cards with 241 - 256 customers) |  | 8130279000100 | 279
279 | Openreach | Cable Network Cabinets |  | VDMF (225-240 customers connected) (Port Usage) |  | 8130279001100 | 279
287 | G.Network | Cable Network Cabinets |  | Street Cabinet Nokia OLT with one line card and Eltek rectifier |  | 8130287001100 | 287
288 | G.Network | Cable Network Cabinets |  | Street Cabinet Huawei OLT with one line card and Eltek rectifier |  | 8130288000100 | 288
295 | Openreach | Cable Network Cabinets |  | G.Fast (five 24 port Nokia Line Cards in HEX enabled pod with 97-108 customers) |  | 8130295000100 | 295
298 | Openreach | Cable Network Cabinets |  | MA5603T (port band 7) |  | 8130298000100 | 298
299 | Openreach | Cable Network Cabinets |  | VDMF (241-256 customers connected) (Port Usage) |  | 8130299000100 | 299
301 | Openreach | Cable Network Cabinets |  | M41 (port band 6) |  | 8130301000100 | 301
308 | Openreach | Cable Network Cabinets |  | G.Fast (five 24 port Nokia Line Cards in HEX enabled pod with 109-120 customers) |  | 8130308000100 | 308
315 | Openreach | Cable Network Cabinets |  | G.Fast (six 24 port Nokia Line Cards in HEX enabled pod with 97-108 customers) |  | 8130315000100 | 315
317 | Openreach | Cable Network Cabinets |  | MA5603T (port band 8) |  | 8130317000100 | 317
318 | Openreach | Cable Network Cabinets |  | VDMF (257-272 customers connected) (Port Usage) |  | 8130318000100 | 318
320 | G.Network | Cable Network Cabinets |  | Street Cabinet Nokia OLT with one line card, Eltek rectifier and Cisco NCS540 network switch |  | 8130320000100 | 320
321 | G.Network | Cable Network Cabinets |  | Street Cabinet Huawei OLT with one line card, Eltek rectifier and Cisco NCS540 network switch |  | 8130321000100 | 321
322 | Openreach | Cable Network Cabinets |  | M41 (port band 7) |  | 8130322000100 | 322
327 | Openreach | Cable Network Cabinets |  | G.Fast (six 24 port Nokia Line Cards in HEX enabled pod with 109-120 customers) |  | 8130327000100 | 327
330 | Independent Next Generation Ltd | Cable Network Cabinets |  | OSCP Cabinet |  | 8130330000100 | 330
330 | G.Network | Cable Network Cabinets |  | Street Cabinet Nokia OLT with one line card and original rectifier |  | 8130330001100 | 330
331 | G.Network | Cable Network Cabinets |  | Street Cabinet Huawei OLT with one line card and original rectifier |  | 8130331000100 | 331
337 | Openreach | Cable Network Cabinets |  | VDMF (273-288 customers connected) (Port Usage) |  | 8130337000100 | 337
339 | Openreach | Cable Network Cabinets |  | G.Fast (six 24 port Nokia Line Cards in HEX enabled pod with 121-132 customers) |  | 8130339000100 | 339
350 | Openreach | Cable Network Cabinets |  | MA5603T (port band 9) |  | 8130350000100 | 350
352 | Openreach | Cable Network Cabinets |  | G.Fast (six 24 port Nokia Line Cards in HEX enabled pod with 133-144 customers) |  | 8130352000100 | 352
353 | G.Network | Cable Network Cabinets |  | Street Cabinet Huawei OLT with two line cards and Eltek rectifier |  | 8130353000100 | 353
354 | G.Network | Cable Network Cabinets |  | Street Cabinet Nokia OLT with two line cards and Eltek rectifier |  | 8130354000100 | 354
357 | Openreach | Cable Network Cabinets |  | M41 (port band 8) |  | 8130357000100 | 357
378 | Openreach | Cable Network Cabinets |  | MA5603T (port band 10) |  | 8130378000100 | 378
386 | G.Network | Cable Network Cabinets |  | Street Cabinet Huawei OLT with two line cards, Eltek rectifier and Cisco NCS540 network switch |  | 8130386000100 | 386
387 | G.Network | Cable Network Cabinets |  | Street Cabinet Nokia OLT with two line cards, Eltek rectifier and Cisco NCS540 network switch |  | 8130387000100 | 387
395 | Openreach | Cable Network Cabinets |  | MA5603T (port band 11) |  | 8130395000100 | 395
397 | G.Network | Cable Network Cabinets |  | Street Cabinet Huawei OLT with two line cards and original rectifier |  | 8130397000100 | 397
398 | G.Network | Cable Network Cabinets |  | Street Cabinet Nokia OLT with two line cards and original rectifier |  | 8130398000100 | 398
413 | Openreach | Cable Network Cabinets |  | M41 (port band 9) |  | 8130413000100 | 413
423 | Openreach | Cable Network Cabinets |  | MA5603T (port band 12) |  | 8130423000100 | 423
427 | G.Network | Cable Network Cabinets |  | Street Cabinet Huawei OLT with three line cards and Eltek rectifier |  | 8130427000100 | 427
434 | G.Network | Cable Network Cabinets |  | Street Cabinet Nokia OLT with three line cards and Eltek rectifier |  | 8130434000100 | 434
437 | Openreach | Cable Network Cabinets |  | M41 (port band 10) |  | 8130437000100 | 437
457 | Openreach | Cable Network Cabinets |  | M41 (port band 11) |  | 8130457000100 | 457
460 | Openreach | Cable Network Cabinets |  | MA5603T (port band 13) |  | 8130460000100 | 460
460 | G.Network | Cable Network Cabinets |  | Street Cabinet Huawei OLT with three line cards, Eltek rectifier and Cisco NCS540 network switch |  | 8130460001100 | 460
467 | G.Network | Cable Network Cabinets |  | Street Cabinet Nokia OLT with three line cards, Eltek rectifier and Cisco NCS540 network switch |  | 8130467000100 | 467
471 | G.Network | Cable Network Cabinets |  | Street Cabinet Huawei OLT with three line cards and original rectifier |  | 8130471000100 | 471
475 | Openreach | Cable Network Cabinets |  | MA5603T (port band 14) |  | 8130475000100 | 475
477 | G.Network | Cable Network Cabinets |  | Street Cabinet Nokia OLT with three line cards and original rectifier |  | 8130477000100 | 477
488 | Openreach | Cable Network Cabinets |  | M41 (port band 12) |  | 8130488000100 | 488
502 | G.Network | Cable Network Cabinets |  | Street Cabinet Huawei OLT with four line cards and Eltek rectifier |  | 8130502000100 | 502
504 | Openreach | Cable Network Cabinets |  | MA5603T (port band 15) |  | 8130504000100 | 504
513 | G.Network | Cable Network Cabinets |  | Street Cabinet Nokia OLT with four line cards and Eltek rectifier |  | 8130513001100 | 513
535 | G.Network | Cable Network Cabinets |  | Street Cabinet Huawei OLT with four line cards, Eltek rectifier and Cisco NCS540 network switch |  | 8130535000100 | 535
541 | Openreach | Cable Network Cabinets |  | MA5603T (port band 16) |  | 8130541000100 | 541
544 | G.Network | Cable Network Cabinets |  | Street Cabinet Huawei OLT with four line cards and original rectifier |  | 8130544000100 | 544
546 | Openreach | Cable Network Cabinets |  | M41 (port band 13) |  | 8130546000100 | 546
546 | G.Network | Cable Network Cabinets |  | Street Cabinet Nokia OLT with four line cards, Eltek rectifier and Cisco NCS540 network switch |  | 8130546001100 | 546
555 | Openreach | Cable Network Cabinets |  | MA5603T (port band 17) |  | 8130555000100 | 555
555 | G.Network | Cable Network Cabinets |  | Street Cabinet Nokia OLT with four line cards and original rectifier |  | 8130555001100 | 555
573 | Openreach | Cable Network Cabinets |  | M41 (port band 14) |  | 8130573000100 | 573
582 | G.Network | Cable Network Cabinets |  | Street Cabinet Huawei OLT with five line cards and Eltek rectifier |  | 8130582000100 | 582
591 | Openreach | Cable Network Cabinets |  | MA5603T (port band 18) |  | 8130591000100 | 591
594 | Openreach | Cable Network Cabinets |  | M41 (port band 15) |  | 8130594000100 | 594
597 | G.Network | Cable Network Cabinets |  | Street Cabinet Nokia OLT with five line cards and Eltek rectifier |  | 8130597000100 | 597
601 | Virgin Media | cable network Cabinets |  | V Hub Type 1 L2.5 |  | 8130601000100 | 601
614 | Openreach | Cable Network Cabinets |  | M41 (port band 16) |  | 8130614000100 | 614
615 | G.Network | Cable Network Cabinets |  | Street Cabinet Huawei OLT with five line cards, Eltek rectifier and Cisco NCS540 network switch |  | 8130615000100 | 615
621 | G.Network | Cable Network Cabinets |  | Street Cabinet Huawei OLT with five line cards and original rectifier |  | 8130621000100 | 621
630 | G.Network | Cable Network Cabinets |  | Street Cabinet Nokia OLT with five line cards, Eltek rectifier and Cisco NCS540 network switch |  | 8130630000100 | 630
635 | G.Network | Cable Network Cabinets |  | Street Cabinet Nokia OLT with five line cards and original rectifier |  | 8130635000100 | 635
662 | G.Network | Cable Network Cabinets |  | Street Cabinet Huawei OLT with six line cards and Eltek rectifier |  | 8130662000100 | 662
681 | G.Network | Cable Network Cabinets |  | Street Cabinet Nokia OLT with six line cards and Eltek rectifier |  | 8130681000100 | 681
695 | G.Network | Cable Network Cabinets |  | Street Cabinet Huawei OLT with six line cards, Eltek rectifier and Cisco NCS540 network switch |  | 8130695000100 | 695
697 | G.Network | Cable Network Cabinets |  | Street Cabinet Huawei OLT with six line cards and original rectifier |  | 8130697000100 | 697
714 | G.Network | Cable Network Cabinets |  | Street Cabinet Nokia OLT with six line cards, Eltek rectifier and Cisco NCS540 network switch |  | 8130714000100 | 714
716 | G.Network | Cable Network Cabinets |  | Street Cabinet Nokia OLT with six line cards and original rectifier |  | 8130716000100 | 716
739 | G.Network | Cable Network Cabinets |  | Street Cabinet Huawei OLT with seven line cards and Eltek rectifier |  | 8130739000100 | 739
763 | G.Network | Cable Network Cabinets |  | Street Cabinet Nokia OLT with seven line cards and Eltek rectifier |  | 8130763000100 | 763
772 | G.Network | Cable Network Cabinets |  | Street Cabinet Huawei OLT with seven line cards, Eltek rectifier and Cisco NCS540 network switch |  | 8130772000100 | 772
773 | G.Network | Cable Network Cabinets |  | Street Cabinet Huawei OLT with seven line cards and original rectifier |  | 8130773000100 | 773
796 | G.Network | Cable Network Cabinets |  | Street Cabinet Nokia OLT with seven line cards and original rectifier |  | 8130796000100 | 796
796 | G.Network | Cable Network Cabinets |  | Street Cabinet Nokia OLT with seven line cards, Eltek rectifier and Cisco NCS540 network switch |  | 8130796001100 | 796
844 | G.Network | Cable Network Cabinets |  | Street Cabinet Nokia OLT with eight line cards and Eltek rectifier |  | 8130844000101 | 844
875 | G.Network | Cable Network Cabinets |  | Street Cabinet Nokia OLT with eight line cards and original rectifier |  | 8130875000101 | 875
877 | G.Network | Cable Network Cabinets |  | Street Cabinet Nokia OLT with eight line cards, Eltek rectifier and Cisco NCS540 network switch |  | 8130877000101 | 877
0 | Generic | Control Host | NULL Charge Code |  | Non Dimmed | 8150000000000 | 0
1 | Philips Lighting | CMS Equipment | SS2 1-10V Outdoor Luminaire Control | LLC7040 |  | 8170001000100 | 1 | CMS Control Equipment
1 | LUMINEXT | CMS Equipment |  | Luminyx GW 1 Smart OVL Gateway1(20.20.300S) |  | 8170001001100 | 1 | CMS Control Equipment
1 | Philips Lighting | CMS Equipment | SS Wireless CMS Outdoor Control Luminaire Controller (OLC) | SS Wireless CMS Outdoor Control Luminaire Controller (OLC) LLC7300 |  | 8170001002100 | 0.7 | CMS Control Equipment
1 | Telensa Ltd | CMS Equipment |  | Telensa Telecell (See notes) TC-E1-CN-BK-A TC-E1-MC-XX-A TC-E1-MC-BK-A TC-E1-2P-XX-A TC-E1-CN-BK-D TC-E1-MC-XX-D TC-E1-MC-BK-D TC-E1-XX-D |  | 8170001003100 | 0.7 | CMS Control Equipment
1 | Philips Lighting | CMS Equipment | Light Sensor Unit | Starsense 2 |  | 8170001004100 | 6 | CMS Control Equipment
2 | Zodion | CMS Equipment | CMS Control Device | Vizion Collector VC-10 powered by independent VCPSU-10 power supply and not attached to any Ballast |  | 8170002000100 | 2.1 | CMS Control Equipment
2 | Remco | CMS Equipment | Anti-Jamming Filter (CMS) | PHIL 15D Anti-Jamming Filter PHIL 30D Anti-Jamming Filter |  | 8170002001100 | 2 | CMS Control Equipment
2 | Philips Lighting | CMS Equipment | SS2 Dali Outdoor Luminaire Control | LLC7030 |  | 8170002003100 | 2 | CMS Control Equipment
2 | Charles Endirect | CMS Equipment | Light Control Unit | Datek Wireless Light Control Unit (Light Control Unit) |  | 8170002004100 | 2 | CMS Control Equipment
2 | Harvard Engineering | CMS Equipment | CMS Control Device | BranchNode WMBN-868A - Powered by an independent supply and not attached to any lighting column. |  | 8170002005100 | 2.1 | CMS Control Equipment
2 | CELTronic (Charles Endirect Ltd) | CMS Equipment | Light Control Unit | CELtek Generation 3 External LCU |  | 8170002006100 | 1.5 | CMS Control Equipment
3 | Philips Lighting | CMS Equipment | SS2 Outdoor Luminaire Control | LLC7020 |  | 8170003000100 | 3 | CMS Control Equipment
3 | Philips Lighting | CMS Equipment | SS Wireless CMS Router | SS Wireless CMS Router Netbox NB2500 |  | 8170003001100 | 2.6 | CMS Control Equipment
3 | Philips Lighting | CMS Equipment | Internet Router | TransPort WR41-U |  | 8170003002100 | 3 | CMS Control Equipment
4 | Remco | CMS Equipment | Anti-Jamming Filter (CMS) | PHIL63D Anti-Jamming Filter PHIL60D Anti-Jamming Filter |  | 8170004000100 | 4 | CMS Control Equipment
4 | SELC Ireland | CMS Equipment | Lonworks Central Controller | Echelon i.Lon SmartServer |  | 8170004001100 | 4 | CMS Control Equipment
5 | Mayflower | CMS Equipment |  | Mayflower Submaster/Repeater - RP/SM/R153/*** |  | 8170005000100 | 5 | CMS Control Equipment
4 | Philips Lighting | CMS Equipment | SS2 Powerline CMS Segment Controller | SS2 Powerline CMS Segment Controller LFC 7065/00 |  | 8170005001100 | 5 | CMS Control Equipment
5 | Cimcon Lighting Inc | CMS Equipment |  | Wireless Gateway |  | 8170005002100 | 4.8 | CMS Control Equipment
5 | SELC Ireland | CMS Equipment |  | SilverSpring Networks Access Point 1.5i |  | 8170005003100 | 4.6 | CMS Control Equipment
5 | Cimcon Lighting | CMS Equipment | Wireless Gateway | CIMCON NearSky 360 |  | 8170005004100 | 5.4 | CMS Control Equipment
6 | Philips Lighting | CMS Equipment | Light Sensor Unit | Starsense 2 | Non Dimmed | 8170006000100 | 6 | CMS Control Equipment
6 | Reverberi Enetec s.r.l. | CMS Equipment | central contol unit | LPR04-AL-66-N |  | 8170006001100 | 6.3 | CMS Control Equipment
6 | Multi-Tech Systems | CMS Equipment | LoRaWAN Gateway: Multitech Conduit IP67 Base Station | MTCDTIP-L4E1-266A-868 |  | 8170006002100 | 6.2 | CMS Control Equipment
6 | Borough Smart | CMS Equipment | LoRa Gateway & Router | Mikrotik SXT LTE 4/5G Router & Lorix One LoRa Gateway |  | 8170006003100 | 6.1 | CMS Control Equipment
7 | Philips Lighting | CMS Equipment | SS Wireless CMS Segment Controller | SS Wireless CMS Segment Controller LFC 7300/00 |  | 8170007000100 | 7 | CMS Control Equipment
8 | Telematics Wireless | CMS Equipment | Wireless Interface | DCU2 PRO E 213Y-09XXX-00 |  | 8170008000100 | 8.4 | CMS Control Equipment
10 | Remco | CMS Equipment | CMS Control (Ground Cabinet) | Remco CMS Control Cabinet (PAROS GSM + ANDROS TR + ANDROS CM + ANDROS PL + Cap 3) |  | 8170010000100 | 10 | CMS Control Equipment
10 | Charles Endirect | CMS Equipment | Gateway | Datek Wireless Light Control Unit (Gateway) |  | 8170010001100 | 10 | CMS Control Equipment
16 | Telensa | CMS Equipment |  | Base Station B4-E |  | 8170016000100 | 16 | CMS Control Equipment
21 | Telematics | CMS Equipment | CMS Control Device | T-Light DCU Pro |  | 8170021000100 | 21 | CMS Control Equipment
26 | Telensa Ltd | CMS Equipment |  | Telensa Base Station BSC-EU |  | 8170026000100 | 26 | CMS Control Equipment
1 | PACS Services | Electrical Isolation Device | Power Supply Unit (PSU) | PSU24 | Non Dimmed | 8210001000100 | 1
2 | PACS Services | Electrical Isolation Device | Monitoring Board | SIS Solo | Non Dimmed | 8210002000100 | 2
3 | PACS Services | Electrical Isolation Device | Monitoring Boards | SIS Quad | Non Dimmed | 8210003000100 | 3
0 | Vortex IoT | Weather detection/measurement equipment | Air Quality Monitoring (AQM) Device with its Power Supply | AQM | Non Dimmed | 8300000000100 | 0.3
1 | AIRLY sp. z o. o. | Weather detection/measurement equipment |  | Air quality sensor GSM-PM-PTH | Non Dimmed | 8300001000100 | 1.5
3 | Acoustic1 Ltd | Weather detection/measurement equipment |  | DUO smart noise monitor from ACOEM | Non Dimmed | 8300003000100 | 3
7 | Campbell Associates | Weather detection/measurement equipment | Micro Air Quality Monitoring System | AQY 1 | Non Dimmed | 8300007000100 | 6.8
8 | Acoustics Noise and Vibration Limited | Weather detection/measurement equipment | Noise Measurement Equipment | LiveLEQ | Non Dimmed | 8300008001100 | 8
9 | Vaisala Ltd | Ice Detector |  | Vaisala Control Unit 1 (DM322SYS) (road sensors) with No cameras (Mobotix M12), 1 router (WR21), No IR lamps (RM100) | Non Dimmed | 8300009000100 | 9
9 | Acoustics Noise and Vibration Limited | Weather detection/measurement equipment | Noise & Weather Measurement Equipment | LiveLEQ & LiveMet | Non Dimmed | 8300009001100 | 9
13 | Vaisala Ltd | Ice Detector |  | Vaisala Control Unit 1 (DM322SYS) (road sensors) with 1 cameras (Mobotix M12), 1 router (WR21), 0 IR lamps (RM100) | Non Dimmed | 8300013000100 | 13
16 | Vaisala Ltd | Ice Detector |  | Vaisala Control Unit 2 (DR11SYS) (Non-Invasive sensors) with No cameras (Mobotix M12), 1 router (WR21), No IR lamps) | Non Dimmed | 8300016000100 | 16
17 | Vaisala Ltd | Ice Detector |  | Vaisala Control Unit 1 (DM322SYS) (road sensors) with 2 cameras (Mobotix M12), 1 router (WR21), No IR lamps (RM100) | Non Dimmed | 8300017000100 | 17
20 | Vaisala Ltd | Ice Detector |  | Vaisala Control Unit 2 (DR11SYS) (Non-Invasive sensors) with 1 cameras (Mobotix M12), 1 router (WR21), No IR lamps (RM100) | Non Dimmed | 8300020000100 | 20
23 | Vaisala Ltd | Ice Detector |  | Vaisala Control Unit 1 (DM322SYS) (road sensors) with 1 cameras (Mobotix M12), 1 router (WR21), 1 IR lamps (RM100) | Non Dimmed | 8300023000100 | 23
23 | Vaisala | Weather detection/measurement equipment | Highway Camera and Sensors | RWS200 config 11 (RWS200 and WMT700) | Non Dimmed | 8300023001100 | 23
24 | Vaisala Ltd | Ice Detector |  | Vaisala Control Unit 2 (DR11SYS) (Non-Invasive sensors) with 2 cameras (Mobotix M12), 1 router (WR21), No IR lamps (RM100) | Non Dimmed | 8300024000100 | 24
24 | Vaisala | Weather detection/measurement equipment | Highway Camera and Sensors | RWS200 config 5 (RWS200, DRS511, WR21) | Non Dimmed | 8300024001100 | 24
25 | Turnkey Instruments Ltd | Weather detection/measurement equipment |  | Turnkey Environmental Monitor operating from 12v 60 watt PSU (Topas & Osiris Models) | Non Dimmed | 8300025000100 | 25
29 | Vaisala | Weather detection/measurement equipment | Highway Camera and Sensors | RWS200 config 10 (RWS200, DSC211, DST111 and WR21) | Non Dimmed | 8300029000100 | 29
32 | Vaisala | Weather detection/measurement equipment | Highway Camera and Sensors | RWS200 config 3 (RWS200, DRS511, 1 x Mobotix M15 and WR21) | Non Dimmed | 8300032000100 | 32
36 | Vaisala | Weather detection/measurement equipment | Highway Camera and Sensors | RWS200 config 8 (RWS200, DSC211, DST111, 1 x Mobotix M15 and WR21) | Non Dimmed | 8300036000100 | 36
37 | Vaisala Ltd | Ice Detector |  | Vaisala Control Unit 1 (DM322SYS) (road sensors) with 2cameras (Mobotix M12), 1 router (WR21), 2 IR lamps (RM100) | Non Dimmed | 8300037000100 | 37
37 | Vaisala | Weather detection/measurement equipment | Highway Camera and Sensors | RWS200 config 4 (RWS200, DRS511, 1 x Mobotix M15 and WR21, 1 x VAR14) | Non Dimmed | 8300037001100 | 37
38 | Vaisala | Weather detection/measurement equipment | Highway Camera and Sensors | RWS200 config 1 (RWS200, DRS511, 2 x Mobotix M15 and WR21) | Non Dimmed | 8300038000100 | 38
39 | Vaisala | Weather detection/measurement equipment | Highway Camera and Sensors | RWS200 config 6 (RWS200, DSC211, DST111, 2 x Mobotix M15 and WR21) | Non Dimmed | 8300039000100 | 39
41 | Vaisala Ltd | Ice Detector |  | Vaisala Control Unit 2 (DR11SYS) (Non-Invasive sensors) with 1 cameras (Mobotix M12), 1 router (WR21), 1 IR lamps (RM100) | Non Dimmed | 8300041000100 | 41
41 | Vaisala | Weather detection/measurement equipment | Highway Camera and Sensors | RWS200 config 9 (RWS200, DSC211, DST111, 1 x Mobotix M15 and WR21, 1 x VAR14) | Non Dimmed | 8300041001100 | 41
50 | Vaisala | Weather detection/measurement equipment | Highway Camera and Sensors | RWS200 config 2 (RWS200, DRS511, 2 x Mobotix M15 and WR21, 2 x VAR14) | Non Dimmed | 8300050000100 | 50
50 | Vaisala | Weather detection/measurement equipment | Highway Camera and Sensors | RWS200 config 7 (RWS200, DSC211, DST111, 2 x Mobotix M15 and WR21, 2 x VAR14) | Non Dimmed | 8300050001100 | 50
64 | Vaisala Ltd | Ice Detector |  | Vaisala Control Unit 2 (DR11SYS) (Non-Invasive sensors) with 2 cameras (Mobotix M12), 1 router (WR21), 2 IR lamps (RM100) | Non Dimmed | 8300064000100 | 64
10 | ADVA Optical Networking | Information Systems | Telecommunications Equipment | FSP 150-G0102 Pro(Sm) | Non Dimmed | 8350010000100 | 10
18 | Nexus Alpha Limited | Information System |  | Maia AVT information system (Video + ADSL) | Non Dimmed | 8350018000100 | 18
70 | Videalert Ltd | Information Systems |  | Videalert Rapidly Deployable Server MK2 | Non Dimmed | 8350070000100 | 70
16 | Cale Access | Pay & Display Machine |  | Cale Web Terminal (CWT) | Non Dimmed | 8380016000100 | 16
4 | Traffic Technology Ltd | People Counter/Traffic Counter | Bike counter | TT-2.4132 iSight-Display | Non Dimmed | 8390004000100 | 4.1
5 | Clearview Traffic | People Counter/Traffic Counter |  | M120/150 MIDAS Interface Card | Non Dimmed | 8390005000100 | 5.4
5 | CA Traffic | People Counter/Traffic Counter |  | Black Cat Mini Radar | Non Dimmed | 8390005001100 | 5
8 |  | People Counter/Traffic Counter | People Counter | GSM Mini Logger | Non Dimmed | 8390008000100 | 8
9 | Counting Solutions | People Counter/Traffic Counter |  | Footfall Street Counter |  | 8390009000100 | 9.4
10 | Springboard Research | People Counter/Traffic Counter | People Counter | Network Video Counter | Non Dimmed | 8390010000100 | 10
14 | Mobile Traffic Solutions | People Counter/Traffic Counter | RADAR for vehicle data collection with Bluetooth converter | Smart Sensor HD | Non Dimmed | 8390014000100 | 14
22 | Navtech Radar | People Counter/Traffic Counter |  | CTS-350X |  | 8390022000100 | 22
47 | Traffic Technology | People Counter/Traffic Counter | [With back lighting] | Eco Display Classic - [With back lighting] |  | 8390047000100 | 47
49 | Falco UK Ltd | People Counter/Traffic Counter | Bike counter | CB650 | Non Dimmed | 8390049000100 | 49
64 | Traffic Technology | People Counter/Traffic Counter | [Without back lighting] | Eco Display Classic - [Without back lighting] |  | 8390064000100 | 64
5 | Cobalt Telephone Technologies Limited | Radio Transmitter |  | Parkmobile Gateway | Non Dimmed | 8460005000100 | 5.2
20 | Siklu Communications | Radio Transmitter |  | EH-600TT | Non Dimmed | 8460020000100 | 20
70 | Nokia Solutions and Networks | Radio Transmitter | Mobile Network Base Station | Flexi Zone 2100 FWGP | Non Dimmed | 8460070000100 | 70
74 | ARQIVA | radio transmitter |  | Arqiva Smart Meter Micro Site | Non Dimmed | 8460074000100 | 74
74 | Nokia | Radio Transmitter | Micro BTS | FlexiZone TDD FWNE and FWHW |  | 8460074001100 | 74
79 | Nokia Solutions and Networks | Radio Transmitter | Mobile Network Base Station | Flexi Zone BTS FWHA Flexi Zone 2600 and FWEA | Non Dimmed | 8460079000100 | 79
86 | Nokia | Radio Transmitter | Small Cells | TDD micro RRH 4x4 MIMO 40W |  | 8460086000100 | 86
95 | Samsung Electronics UK Ltd | Radio Transmitter | Mobile Network Base Station | SLS-BP00CJ | Non Dimmed | 8460095001100 | 95
98 | Ericsson | Radio Transmitter | Micro Remote Radio Unit | Radio 2203 (AC) |  | 8460098000100 | 98
98 | Nokia | Radio Transmitter | Small Cells | FDD micro RRH 4x4 MIMO 20W |  | 8460098001100 | 98
108 | Ericsson Ltd | Radio Transmitter |  | Micro Remote Radio Unit | Non Dimmed | 8460107000100 | 107
120 | Nokia | Radio Transmitter | Outdoor Micro BTS | FlexiZone Tri-band FW2EHRB outdoor |  | 8460120000100 | 120
226 | Nokia Solutions and Networks | Radio Transmitter | Mobile Network Base Station | Flexi Lite BTS | Non Dimmed | 8460226000100 | 226
3 | Smart Parking | Radio Relay Station |  | V2 SmartLink Concentrator | Non Dimmed | 8480003000100 | 2.9
4.8 | InTouch | Radio Relay Station |  | InTouch SmartClean/SmartWater Data Concentrator |  | 8480005000100 | 4.8
5 | Radwin | Radio Relay Station | A point to point radio system with POE power supply | RW-2250-6350 and RW-9921-0080 |  | 8480005001100 | 5.4
6 | Radwin | Radio Relay Station | Radio IP communications device with POE power supply | RW-5625-2P54 and RW-9921-0080 |  | 8480006000100 | 6.1
10 | Radwin | Radio Relay Station | Carrier-class point-to-point radio transmission and POE power supply | RW-2250-D100 and RW-9921-0080 |  | 8480010000100 | 10
17 | Radwin | Radio Relay Station | Sector Base Station radio unit (HBS) and POE power supply | RW-5BG5-2650 and RW-9921-0080 |  | 8480017000100 | 17
22 | HUAWEI TECHNOLOGIES (UK) CO., LTD | Radio Relay Station |  | ATN905A-V | Non Dimmed | 8480022000100 | 22
26 | NEC Europe Ltd | Radio Relay Station |  | iPASOLINK SX Radio TRP-60G320MB-2A (SX Radio) & 9501G/SP (AC PoE Injector Power D Sine) | Non Dimmed | 8480026000100 | 26
34 | Cambridge Communications Systems Ltd | Radio Relay Station |  | Metnet 1200 | Non Dimmed | 8480034000100 | 34
38 | INTRACOM S.A. TELECOM SOLUTIONS | Radio Relay Station |  | StreetNode | Non Dimmed | 8480038000100 | 38
41 | Telensa Ltd | Radio Relay Station |  | Base Station | Non Dimmed | 8480041000100 | 41
48 | Cambridge Communications Systems Ltd | Radio Relay Station | Mobile Phone Small Cell Backhaul (3G/4G) | Umbra | Non Dimmed | 8480044000100 | 44
53 | SIAE and Procet | Radio Relay Station | All outdoor Point to Point radio unit and POE power supply | SIAE-ALFOPlus2 and PT-PSE109GBRO [1+0 Mode 1] |  | 8480053000100 | 53
53 | SIAE and Procet | Radio Relay Station | Millimetre Wave Point to Point radio unit and POE power supply | SIAE-ALFOPlus80HD and PT-PSE109GBRO |  | 8480053001100 | 53
57 | SIAE and Procet | Radio Relay Station | Millimetre Wave Point to Point radio unit and POE power supply. | SIAE-ALFOPlus80HDX and PT-PSE109GBRO-N |  | 8480057000100 | 57
62 | SIAE and Procet | Radio Relay Station | All outdoor Point to Point radio unit and POE power supply | SIAE-ALFOPlus2 and PT-PSE109GBRO [2+0 Mode 2] |  | 8480062000100 | 62
150 | OrangeTek | Radio Relay Station |  | Original units | Non Dimmed | 8480150000100 | 150
175 | Ericsson | Radio Relay Station | Micro Radio Base Station | 6502 Micro (AC) |  | 8480175000100 | 175
230 | Ericsson Ltd | Radio Relay Station |  | RBS 6501 | Non Dimmed | 8480231000100 | 231
250 |  | Radio Relay Station |  | e.g. Edge GSM | Non Dimmed | 8480250000100 | 250
300 | OrangeTek | Radio Relay Station |  | Second generation units / Type E2102 | Non Dimmed | 8480300000100 | 300
450 |  | Radio Relay Station |  | Type S2000 | Non Dimmed | 8480450000100 | 450
500 | OrangeTek | Radio Relay Station |  | Third generation units | Non Dimmed | 8480500000100 | 500
0 | BT | Telephone kiosks | phone powered from phone lines | Type P0 phone | Non Dimmed | 8630000000100 | 0
1 | BT | Telephone kiosks | textphone | Type P1 phone | Non Dimmed | 8630001000100 | 1
7 | BT | Telephone kiosks | Volume Control Payphone | Type P4 phone | Non Dimmed | 8630007000100 | 7
19 | BT | Telephone kiosks | 18W Low Pressure Mercury (Fluorescent) - H/F Gear (single lamp circuit) | Type L3 Lighting + type P0 phone | Non Dimmed | 8630019000100 | 19
20 | BT | Telephone kiosks | 8w flourescent stan. gr twin lamp cct | Type L1 lighting (+ type P0 phone) | Non Dimmed | 8630020000100 | 20
20 | BT | Telephone kiosks | 18W Low Pressure Mercury (Fluorescent) - H/F Gear (single lamp circuit) | Type L3 Lighting + type P1 phone | Non Dimmed | 8630020001100 | 20
21 | BT | Telephone kiosks |  | Type L1 lighting + type P1 phone | Non Dimmed | 8630021000100 | 21
26 | BT | Telephone kiosks | 18W Low Pressure Mercury (Fluorescent) - H/F Gear (single lamp circuit) | Type L3 lighting + type P4 phone | Non Dimmed | 8630026000100 | 26
27 | BT | Telephone kiosks | 8w flourescent stan. gr twin lamp | Type L1 lighting + type P4 phone | Non Dimmed | 8630027000100 | 27
29 | BT | Telephone kiosks | payphone | Type P2 phone | Non Dimmed | 8630029000100 | 29
36 | BT | Telephone kiosks | 32w low pressure mercury H/F gear | Type L2 lighting (+ type P0 phone) | Non Dimmed | 8630036000100 | 36
37 | BT | Telephone kiosks |  | Type L2 lighting + type P1 phone | Non Dimmed | 8630037000100 | 37
43 | BT | Telephone kiosks | 32w low pressure mercury H/F gear | Type L2 lighting + type P4 phone | Non Dimmed | 8630043000100 | 43
48 | BT | Telephone kiosks | 18W Low Pressure Mercury (Fluorescent) - H/F Gear (single lamp circuit) | Type L3 lighting + type P2 phone | Non Dimmed | 8630048000100 | 48
49 | BT | Telephone kiosks |  | Type L1 lighting + type P2 phone | Non Dimmed | 8630049000100 | 49
65 | BT | Telephone kiosks |  | Type L2 lighting + type P2 phone | Non Dimmed | 8630065000100 | 65
75 | Clear Channel | Telephone Kiosks |  | Model: DS70NGT | Non Dimmed | 8630075000100 | 75
100 | Generic | Telephone kiosks |  | Advertising Display Unit | Single Stage Dimming | 8630100000360 | 100
175 | BT | Telephone kiosks | internet payphone | Type P3 phone | Non Dimmed | 8630175000100 | 175
195 | BT | Telephone kiosks |  | Type L1 lighting + type P3 phone | Non Dimmed | 8630195000100 | 195
211 | BT | Telephone kiosks |  | Type L2 lighting + type P3 phone | Non Dimmed | 8630211000100 | 211
60 | Generic | Ticket Machine |  | Pay & Display machine | Non Dimmed | 8640060000100 | 60
80 | Generic | Ticket Machine |  | Pay & Display machine | Non Dimmed | 8640080000100 | 80
100 | Generic | Ticket Machine |  | Pay & Display machine | Non Dimmed | 8640100000100 | 100
2 | AMG Systems Ltd | Tv Amplifier |  | AMG1321 | Non Dimmed | 8680002000100 | 1.6
9 | COE Ltd | TV Camera/Equipment | Codec Video Server and Power Supply | X-Stream 400 | Non Dimmed | 8700009000100 | 9
10 | Systems Engineering & Assessment | TV Camera/Equipment | CCTV Camera System | ROADflow Attended |  | 8700010000100 | 9.7
14 | VIPAUK LTD | TV Camera/Equipment |  | V 1000 X12 | Non Dimmed | 8700014000100 | 14
18 | Mytecgroup | TV Camera/Equipment |  | Mytec redeployable MTG 01 |  | 8700018000100 | 18
20 | 3M | Automated Number Plate Recognition System |  | 3M Single Lane ANPR Camera | Non Dimmed | 8700020000100 | 20
24 | INDO Lighting | TV Camera/Equipment |  | Digital Barrier (DB) Camera System |  | 8700024000100 | 24
25 | Bosch Security Systems | TV Camera/Equipment |  | MIC-7130-Px4 and NPD-6001A | Non Dimmed | 8700025000100 | 25
25 | Bosch Security Systems | TV Camera/Equipment |  | MIC-7230-Px5 and NPD-6001A | Non Dimmed | 8700025001100 | 25
25 | INDO Lighting | TV Camera/Equipment |  | Axis Camera System |  | 8700025002100 | 25
26 | British Telecommunications plc | TV Camera/Equipment |  | BT Redcare View Minicam - MC-350 / SD-Q600 | Non Dimmed | 8700026000100 | 26
27 | Ipsotek Ltd | TV Camera/Equipment |  | Ipsotek Smart Camera v2 (VIS2001) | Non Dimmed | 8700027000100 | 27
28 | WCCTV Limited | TV Camera/Equipment | Security Camera | WCCTV 28W Security Camera | Non Dimmed | 8700028000100 | 28
28 | Costain | TV Camera/Equipment |  | MFM CAV Outstation |  | 8700028001100 | 28
28 | 360 Vision Technology | TV Camera/Equipment |  | INV-32U-IRWL-B (with White LED Lamps) |  | 8700028002100 | 28
30 | 360 Vision Technology | TV Camera/Equipment |  | INV-32U-IRWL-B (with Infrared Lamps) |  | 8700030000100 | 30
34 | Simulation Systems | TV Camera/Equipment |  | SSL-MCE2241F CCTV TVOS Outstation (Rack Mount TVBU) CCTV-0300-1-00 (No Communication Equipment included as part of the charge code). | Non Dimmed | 8700034000100 | 34
35 | Generic | TV Camera/Equipment |  |  | Non Dimmed | 8700035000100 | 35
36 | DW Windsor Ltd | TV Camera/Equipment | CCTV Camera | JVC TKC686WPE CCTV Camera inclusive of control equipment and supply transformers | Non Dimmed | 8700036000100 | 36
36 | Hikvision | TV Camera/Equipment | Motorway Signals (Roadside CCTV) | DS-2DF823615X-AELW |  | 8700036001100 | 36
38 | Siemens Plc | TV Camera/Equipment |  | Siemens LaneWatch Unit | Non Dimmed | 8700038000100 | 38
40 | Simulation Systems | TV Camera/Equipment | CCTV Camera, Camera Unit Only | SSL CCTV (No Communication Equipment included as part of the charge code). | Non Dimmed | 8700040000100 | 40
40 | 360 Vision Technology | TV Camera/Equipment |  | INV-32U-IRWL-EB-WB-TX (with White LED Lamps) |  | 8700040001100 | 40
42 | 360 Vision Technology | TV Camera/Equipment |  | INV-32U-IRWL-EB-WB-TX (with Infrared Lamps) |  | 8700042000100 | 42
45 | Generic | TV Camera/Equipment |  |  | Non Dimmed | 8700045000100 | 45
46 | Zenco Systems Ltd | TV Camera/Equipment | CCTV Camera | Lanewatch camera MK1 | Non Dimmed | 8700046000100 | 46
48 | Costain | TV Camera/Equipment |  | ENCP System Outstation |  | 8700048000100 | 48
54 | Generic | TV Camera/Equipment |  | Generic TVSS | Non Dimmed | 8700054000100 | 54
60 | Chubb Systems | TV Camera/Equipment | Television Slave Station (TVSS), CCTV | TVSS | Non Dimmed | 8700060000100 | 60
66 | VPS UK | TV Camera/Equipment | CCTV | VPS TMT Traffic Tower |  | 8700066000100 | 66
211 | Costain Integrated Technology Solutions | TV Camera/Equipment | CCTV Equipment | MCE2245A Zero-light CCTV Outstation, CCTV-0602-1-SSL | Non Dimmed | 8700211000100 | 211
6 | Digital Barriers | CCTV Illuminator |  | CCTV Equipment | Non Dimmed | 8710006000100 | 9
9 | Digital Barriers | CCTV Illuminator |  | CCTV Equipment | Non Dimmed | 8710009000100 | 9
23 | Jenoptik Traffic Solutions UK Ltd | CCTV Illuminator |  | Vector Floodlight VYS8601-V1-5 | Non Dimmed | 8710023000100 | 24
24 | Jenoptik Traffic Solutions UK Ltd | CCTV Illuminator |  | Vector Floodlight VYS8601-V1-5 | Non Dimmed | 8710024000100 | 24
29 | Jenoptik Traffic Solutions UK Ltd | CCTV Illuminator | Infra-Red Floodlight - for use with SPECS 3 POD and ICEE POD | Bosch Infra-Red Light SLED20-8BD | Non Dimmed | 8710029000100 | 29
37 | Roscolab | CCTV Illuminator | Image Spot Projector | 29600004041/29600004042 |  | 8710037000100 | 37
99 | Jenoptik Traffic Solutions UK Ltd | CCTV Illuminator |  | Vysionics Scene WL - Lumin ON | Non Dimmed | 8710099000100 | 99
11 | Traffic Master Unit | Traffic Master Unit |  | Standalone IR site | Non Dimmed | 8730011000100 | 11
23 | Traffic Master Unit | Traffic Master Unit |  | Sensor IR site | Non Dimmed | 8730023000100 | 23
70 | Traffic Master Unit | Traffic Master Unit |  | Single camera sites (obsolete code) | Non Dimmed | 8730101000100 | 70
11 | Traffic Master Unit | Traffic Master Unit |  | Standalone IR site | Non Dimmed | 8730110000100 | 11
80 | Traffic Master Unit | Traffic Master Unit |  | Dual camera sites (obsolete code) | Non Dimmed | 8730201000100 | 80
23 | Traffic Master Unit | Traffic Master Unit |  | Sensor IR site | Non Dimmed | 8730230000100 | 23
8 | 1 try | Ventilation Unit |  | AC Powered Double Fan Tray (1TP_100261) |  | 8740008000100 | 7.7
1 | Clearview Traffic | WiFi Equipment | Access Point | M310 - Ethernet | Non Dimmed | 8820001000100 | 1
7 | WifiGear Ltd | WiFi Equipment |  | Deliberant APC 5M-18 V2 | Non Dimmed | 8820003000100 | 6.5
3 | Clearview Traffic | WiFi Equipment | Access Point | M310 - GPRS | Non Dimmed | 8820003001100 | 3.3
3 | Ruckus Wireless | WiFi Equipment | Access Point | 901-T301-WW61, 901-T301-WW51, 901-T300-WW01, 901-P300WW02 | Non Dimmed | 8820003002100 | 3.2
3 | InTechnologyWiFi | WiFi Equipment |  | Ubiquiti NSLM5 | Non Dimmed | 8820003003100 | 3
3 | InTechnologyWiFi | WiFi Equipment |  | Ubiquiti NBE-M5-16 | Non Dimmed | 8820003004100 | 3
4 | Wifinity | WiFi Equipment |  | Wifinity Mesh Box | Non Dimmed | 8820004000100 | 4
4 | O2 | WiFi Equipment | Ethernet Converter | IMC Networks IE-miniFibreLinX-II Meanwell PSU - LPU-60-24 | Non Dimmed | 8820004001100 | 4
4 | InTechnologyWiFi | WiFi Equipment |  | Ubiquiti R5AC-Lite | Non Dimmed | 8820004002100 | 4
4 | InTechnologyWiFi | WiFi Equipment |  | Ubiquiti TS-5-POE | Non Dimmed | 8820004003100 | 4
4 | Quickline Communications | WiFi Equipment |  | Cambium cnPilot E500 | Non Dimmed | 8820004004100 | 4
5 | Ruckus Wireless | WiFi Equipment |  | Wireless (WiFi) network equipment for metro / outdoor use - 7731 | Non Dimmed | 8820005000100 | 5
5 | Alvarion | WiFi Equipment |  | WCPEn-5000-O (No LAN connected) | Non Dimmed | 8820005001100 | 5.2
5 | Accedian | Wi-Fi Equipment |  | Ant-SC (ANT-AX-H-EXT) part number 772-350 with 24V PSU (Mean Well HLG-40H-24) |  | 8820005002100 | 5
6 | Ruckus Wireless | WiFi Equipment | Wifi Adapter | Zoneflex 7762 Access Point | Non Dimmed | 8820006000100 | 6
6 | Thorn Lighting | WiFi Equipment |  | PicoStation M2 HP | Non Dimmed | 8820006001100 | 6
6 | Alvarion | WiFi Equipment |  | WCPEn-5000-O (LAN connected) | Non Dimmed | 8820006002100 | 5.5
7 | WifiGear Ltd | WiFi Equipment |  | Deliberant APC 5M-18 V2 | Non Dimmed | 8820007000100 | 7
7 | Alvarion | WiFi Equipment |  | WBSac Outdoor Access Point | Non Dimmed | 8820007001100 | 7.1
7 | Fluidmesh Networks LLC | WiFi Equipment |  | FM1200V-HW | Non Dimmed | 8820007002100 | 7
7 | Ruckus | Wi-Fi Equipment |  | T310C |  | 8820007003100 | 7
7 | Ruckus | Wi-Fi Equipment |  | T310N |  | 8820007004100 | 7
7 | Ruckus | Wi-Fi Equipment |  | T310S |  | 8820007005100 | 7
7 | Trilliant Networks Operations (UK) | Wi-Fi Equipment |  | SecureMesh Connector, CONN-2000 |  | 8820007006100 | 7
7 | Itron Metering Solutions UK | Wi-Fi Equipment |  | Itron Cellular Access Point Version 5.0 |  | 8820007007100 | 6.8
8 | Fluidmesh Networks LLC | WiFi Equipment |  | FM1200V-HW | Non Dimmed | 8820008000100 | 7
8 | InTechnologyWiFi | WiFi Equipment |  | Extreme W5_AP3865e | Non Dimmed | 8820008001100 | 8
8 | InTechnologyWiFi | WiFi Equipment |  | Ubiquiti TSPOEPRO | Non Dimmed | 8820008002100 | 8
9 | meraki | WiFi Equipment |  | MERAKI MR66 Dual Radio 802.11n Access Point | Non Dimmed | 8820009000100 | 8.6
10 | Gowex UK Ltd | WiFi Equipment |  | IP66 Outdoor AP | Non Dimmed | 8820010000100 | 7.5
11 | BluWireless Technology Ltd | WiFi Equipment |  | Lightning-J | Non Dimmed | 8820011000100 | 11
11 | Meru Networks | WiFi Equipment |  | AP832 | Non Dimmed | 8820011001100 | 11
11 | Trilliant Networks Operations (UK) | Wi-Fi Equipment |  | SecureMesh Gateway GATE-1100 |  | 8820011002100 | 11
11 | Trilliant Networks Operations (UK) | Wi-Fi Equipment |  | SecureMesh Extender XTEN-1100 |  | 8820011003100 | 11
12 | NOW Wireless | Wi-Fi Equipment |  | Mesh4G 26.70.601 |  | 8820012000100 | 12
12 | Trilliant Networks Operations (UK) | Wi-Fi Equipment |  | SecureMesh Collector COLL-4100 |  | 8820012001100 | 12
14 | Ruckus Wireless | WiFi Equipment |  | Wireless Access Point - ZONEFLEX 7782 | Non Dimmed | 8820014000100 | 14
14 | Proximity Futures Ltd | WiFi Equipment |  | ElephantWiFi Enterprise Tracker | Non Dimmed | 8820014001100 | 14
14 | Intechnology WiFi | WiFi Equipment |  | BU/RB-B360-6X-P6000 | Non Dimmed | 8820014002100 | 14
14 | Trilliant Networks Operations (UK) | Wi-Fi Equipment |  | SecureMesh Power Service Unit PSU-1100-230 |  | 8820014003100 | 14
15 | Altai Technologies | WiFi Equipment |  | Altai AP5822 | Non Dimmed | 8820015000100 | 15
15 | Cisco | WiFi Equipment | Access Point | AIR-CAP1532e-e-K9 Dual Radio 802.11n Access Point | Non Dimmed | 8820015001100 | 15
15 | AMG Systems Ltd | Wifi Equipment |  | AMG8150-0101-9050G-HP-H-UM | Non Dimmed | 8820015002100 | 15
15 | AMG Systems Ltd | WiFi Equipment |  | AMG8150-0102-9050G-HP-H-UM | Non Dimmed | 8820015003100 | 15
16 | Proximity Futures Ltd | WiFi Equipment |  | ElephantWiFi Enterprise | Non Dimmed | 8820016000100 | 16
16 | NEC EUROPE LTD | WiFi Equipment |  | RN310 (Separate Charge Code required for PoE Device) | Non Dimmed | 8820016001100 | 16
17 | Trilliant Networks Operations (UK) | Wi-Fi Equipment |  | SecureMesh Power Service Unit PSU-1100-230 (2) |  | 8820017000100 | 17
18 | Ruckus Wireless | WiFi Equipment |  | Wireless (WiFi) network equipment for metro / outdoor use - 8800 | Non Dimmed | 8820018000100 | 18
18 | Sub10 Systems | WiFi Equipment | 3G/4G Backhaul | Liberator V320/V100ER | Non Dimmed | 8820018001100 | 18
18 | Cisco | WiFi Equipment | Access Point | AIR-CAP1532i-e-K9 Dual Radio 802.11n Access Point | Non Dimmed | 8820018002100 | 18
19 | NOW Wireless | Wi-Fi Equipment |  | Mesh4G 26.20.050 |  | 8820019000100 | 19
23 | Alvarion | WiFi Equipment |  | WBSn-2450-S-EU | Non Dimmed | 8820023000100 | 23
23 | IgniteNET (Quickline Communications) | Wi-Fi Equipment |  | Metrolinq 10G Tri-Band Omni: ML-60-10G-360 with Carrier POE Adapter: GME40B-480135FDA-2 |  | 8820023001100 | 23
32 | Blu Wireless Technology | Wi-Fi Equipment |  | DN-101LC |  | 8820032000100 | 32
33 | Siklu Communications Ltd | WiFi Equipment |  | EH-600T | Non Dimmed | 8820033000100 | 36
36 | Siklu Communications Ltd | WiFi Equipment |  | EH-600T | Non Dimmed | 8820036000100 | 36
48 | Cambridge Communication Systems | Wi-Fi Equipment |  | mmWave wireless backhaul (57-71GHz) |  | 8820048000100 | 48
104 | Nokia | WiFi Equipment |  | Flexi Zone FW2 Dual Band (DB) Outdoor | Non Dimmed | 8820104000100 | 104
56 | Clear Channel | Other | Interactive Kiosk | NGT Wayfinder | Non Dimmed | 8890056000100 | 56
1000 | Generic | Electric Vehicle Charging Point | Approved mCMS generic |  |  | 8901000000100 | 1000
4 | Ultra Electronics Ltd | Gamma Monitor | R3M Gamma Monitor with battery charger | RIMNET R3M Gamma Monitor | Non Dimmed | 8990004000100 | 4
6 | WEL Medical | Other | Public Defibrillator Cabinet | DefibSafe2.1 |  | 8990006000100 | 5.7
0 | Alternite Ltd | Time Switch Controllers |  | Alternite |  | 9100000001100 | 0.08 | Time Switch Controllers
1 | LED Roadway Lighting | Time Switch Controllers |  | Latitude IQ (for use in single step dimming) |  | 9100010002100 | 0.39 | Time Switch Controllers
2 | Generic | Time Switch Controllers | Control |  |  | 9100020000100 | 2 | Time Switch Controllers
2 | Sheriffs Technologies Ltd | Time Switch Controllers |  | STL-MB Microtima Bluetooth |  | 9100020001100 | 1.51 | Time Switch Controllers
2 | Scansave | Time Switch Controllers |  | Spanswitch |  | 9100020003100 | 1.62 | Time Switch Controllers
2 | Simmonsigns | Time Switch Controllers | Standby power | GPRS PULSA 4X4 Standby |  | 9100020004100 | 1.7 | Time Switch Controllers
3 | Generic | Thermal photo-cell | Control |  |  | 9200030000100 | 3 | Thermal Photocells
3 | Generic | Hybrid photo-cell | Control |  |  | 9300030000100 | 3 | Hybrid Photocells
0 | Lucy Zodion Ltd | Electronic Photocells |  | F625x |  | 9400000001100 | 0.09 | Electronic Photocells
0 | Charles Endirect | Electronic Photocells |  | CELxcel Low Power PECU (NEMA & Conduit Versions) |  | 9400000002100 | 0.09 | Electronic Photocells
0 | Charles Endirect | Electronic Photocells |  | CELxcel Standard PECU v2 (NEMA & Conduit Versions) |  | 9400000003100 | 0.46 | Electronic Photocells
1 | Generic | Electronic Photocells | Control |  |  | 9400010000100 | 1 | Electronic Photocells
1 | Electrical Express | Electronic Photocells |  | Retrofit LED Light Unit Control Sensor |  | 9400010001100 | 0.6 | Electronic Photocells
1 | Charles Endirect | Electronic Photocells |  | CelSense L4 Isolator |  | 9400010002100 | 1 | Electronic Photocells
1 | May Gurney / Select Innovations | Electronic Photocells |  | Integral Photocell for use with EnLight HID 35-100W Universal Ballast |  | 9400010003100 | 1 | Electronic Photocells
1 | Generic | Electronic Photocells | Continuous Standby Power |  |  | 9400010004100 | 1.25 | Electronic Photocells
1 | SELC Ireland | Electronic Photocells | SELC 101 Electronic photocell | SELC 101 |  | 9400010005100 | 0.9 | Electronic Photocells
1 | Generic | Electronic Photocells |  |  |  | 9400010006100 | 0.5 | Electronic Photocells
0.25 | Generic | Electronic Photocells | Control / low loss | Zodion SS 12A / 6.7 / SS3DR / SS4DN / SS5DR photocell / SELC 841-LP |  | 9400011000100 | 0.25 | Electronic Photocells
0 | SELC Ireland | Electronic Photocells | Control | Photo detector hard wired into the ballast (for use with the SELC 2000 ballast only) |  | 9400020000100 | 0 | Electronic Photocells
3 | Low Energy Designs Ltd | Electronic Photocells | Standby Power + PECU | SunRay 10 - Standby Power and PECU |  | 9400030000100 | 3.25 | Electronic Photocells
4 | Charles Endirect | Electronic Photocells |  | CelSense L4 Isolator |  | 9400040003100 | 4 | Electronic Photocells
0.25 | Generic | Electronic photo-cell (Latching relay) | Control | Microstar 2000 / Microstar Ultra / Oasis 1000 / Oasis 2000 / RTB1065 / SC1000 / ER4N |  | 9500000000100 | 0.25 | Electronic Photocells
2 | Simmonsigns | Standby Controls |  | GPRS PULSA 4X4 Standby |  | 9500020000100 | 1.7 | Electronic Photocells
0 | INDO Lighting LTD | Infra Red Photocells |  | INDO Integrated Photo Sensor |  | 9600000000100 | 0.09 | Infra Read Photo Cells
1 | Generic | Infra Red Photocells |  |  |  | 9600010000100 | 0.5 | Infra Read Photo Cells
1 | Glasdon UK Ltd | Infra Red Photocells | Control | Infra red photo detector for LED C008/3162 bollard baselight (240 Vac) |  | 9600010002100 | 0.59 | Infra Read Photo Cells
0.33 | Glasdon UK Ltd | Infra Red Photocells |  | Infra red photo detector for LED C008/3169 bollard baselight (240 Vac) |  | 9600010003100 | 0.33 | Infra Read Photo Cells
1 | Glasdon UK Ltd | Infra Red Photocells |  | Infra red photo detector for LED C008/3169 bollard baselight (240 Vac) |  | 9600010004100 | 0.66 | Infra Read Photo Cells
2 | Glasdon UK Ltd | Infra Red Photocells | Control | Infra red photo detector for LED C008/3034 bollard baselight (24 Vac) |  | 9600020000100 | 1.5 | Infra Read Photo Cells
2 | Glasdon UK Ltd | Infra Red Photocells | Control | Infra red photo detector integral to Glasdon Lumino - Ground level LED uplighter |  | 9600020001100 | 1.73 | Infra Read Photo Cells
4 | Glasdon UK Ltd | Infra Red Photocells | Control | Infra red photo detector for LED C008/3035 bollard baselight (240 Vac) |  | 9600040000100 | 4 | Infra Read Photo Cells
3 | Generic | Electronic photo-cell Time Switch | Control |  |  | 9700000000100 | 3 | Electronic Photocells
0.4 | Micatron | Electronic photo-cell (low loss) and Part Night Power Switch |  | Micatron Part Night Power Switch (in Series with the PEC) + 0.25W Electronic Photo Cell (if a different photo cell is used a new code must be applied for) |  | 9700000001100 | 0.4 | Electronic Photocells
2 | Harvard Engineering | Electronic photo-cell (low loss) and Ballast Standing Power | Control | Part-night ballast standing power into permanent live terminal + a separate 0.25W Electronic photo cell (if a different photo cell is used a new code must be applied for) |  | 9700020000100 | 2.05 | Electronic Photocells
0.03 | Lucy Zodion Ltd | Electronic Controls (e.g. CMS Devices) |  | Current (Load) Sensing Relay |  | 9800000000100 | 0.03 | Electronic Controls (e.g. CMS)
0 | CityEV | Electronic Controls (e.g. CMS Devices) | mCMS device | CityEV Control Charge Code |  | 9800000001100 | 0 | Electronic Controls (e.g. CMS)
0 | Lucy Zodion | Electronic Controls (e.g. CMS devices) |  | F683x – Sensor Node |  | 9800000002100 | 0 | Electronic Controls (e.g. CMS)
0 | Urbis Schréder | Electronic Controls (e.g. CMS Devices) | CMS device | LuCo P7-CM |  | 9800000003100 | 0 | Electronic Controls (e.g. CMS)
0.5 | Telensa Ltd | Electronic Controls (e.g. CMS Devices) | Remote Programmable Switch | Telecell TSL-500-1 |  | 9800001000100 | 0.5 | Electronic Controls (e.g. CMS)
1 | Zodion | Electronic Controls (e.g. CMS Devices) | CMS Control Device | Vizion Ballast Node VB-10 For use with any Zodion ZEBC Ballast |  | 9800010000100 | 1.22 | Electronic Controls (e.g. CMS)
1 | Remco | Electronic Controls (e.g. CMS Devices) | Remote Programmable Switch | Syra (fitted inside the lamp column, works with either group switching or in conjunction with a photocell) |  | 9800010001100 | 0.5 | Electronic Controls (e.g. CMS)
1 | Telensa Ltd | Electronic Controls (e.g. CMS Devices) | Control and dimming module | Telecell TSL-500-1 and Telensa TDM-A. Telensa Telecell (See notes) |  | 9800010002100 | 0.7 | Electronic Controls (e.g. CMS)
1 | Mayflower | Electronic Controls (e.g. CMS Devices) | Street Light Control Unit | EXII/DALI Street Light Control Unit / Node |  | 9800010003100 | 0.97 | Electronic Controls (e.g. CMS)
1 | Harvard Engineering | Electronic Controls (e.g. CMS Devices) | CMS Control Device | NEMA Node |  | 9800010004100 | 0.5 | Electronic Controls (e.g. CMS)
1 | Cimcon Lighting Inc | Electronic Controls (e.g. CMS Devices) |  | iSLC3000/3100 |  | 9800010005100 | 1 | Electronic Controls (e.g. CMS)
1 | Harvard Engineering | Electronic Controls (e.g. CMS Devices) | CMS Control Device | LeafNode WMLN-868A |  | 9800010009100 | 1.22 | Electronic Controls (e.g. CMS)
1 | Mayflower | Electronic Controls (e.g. CMS Devices) |  | External Node EXIII/* |  | 9800010010100 | 0.56 | Electronic Controls (e.g. CMS)
1 | Mayflower | Electronic Controls (e.g. CMS Devices) |  | Internal Node INIII/* |  | 9800010011100 | 0.85 | Electronic Controls (e.g. CMS)
1 | Telematics | Electronic Controls (e.g. CMS Devices) | CMS Control Device | T-Light LCU |  | 9800010012100 | 1.36 | Electronic Controls (e.g. CMS)
1 | Harvard Engineering | CMS Control Device | Control | WMUN3-10A-UNI-868-M4-I, WMUN3-10A-UNI-868-M4-E, WMUN3-10A-UNI-868-M4-N7 |  | 9800010013100 | 1.02 | Electronic Controls (e.g. CMS)
1 | Urbis Schréder | Electronic Controls (e.g. CMS Devices) |  | Owlet Nightshift NXP - Owlet Nightshift PD |  | 9800010014100 | 0.71 | Electronic Controls (e.g. CMS)
1 | Urbis Schréder | Electronic Controls (e.g. CMS Devices) |  | Owlet Nightshift P7 |  | 9800010015100 | 1.01 | Electronic Controls (e.g. CMS)
1 | Telensa Ltd | Electronic Controls (e.g. CMS Devices) |  | Telecell 2 – non-dimming |  | 9800010016100 | 0.67 | Electronic Controls (e.g. CMS)
1 | Telensa Ltd | Electronic Controls (e.g. CMS Devices) |  | Telecell 2 –dimming |  | 9800010017100 | 0.85 | Electronic Controls (e.g. CMS)
1 | Telematics | Electronic Controls (e.g. CMS Devices) | CMS Control Device | T-Light LCU Pro |  | 9800010018100 | 1.28 | Electronic Controls (e.g. CMS)
1 | Urbis Schréder | Electronic Controls (e.g. CMS Devices) | CMS device | LuCo P7-CM |  | 9800010019100 | 1.4 | Electronic Controls (e.g. CMS)
0.5 | Ubitricity | Electronic Controls (e.g. CMS Devices) | mCMS device | Ubitricity Control Charge Code |  | 9800010020100 | 0.5 | Electronic Controls (e.g. CMS)
1 | OrangeTek | Electronic Controls (e.g. CMS Devices) |  | OLS-L Node |  | 9800010021100 | 1.15 | Electronic Controls (e.g. CMS)
1 | Lucy Zodion | Electronic Controls (e.g. CMS devices) |  | F681x – KiNodeONE |  | 9800010022100 | 0.88 | Electronic Controls (e.g. CMS)
0.71 | Reverberi Enetec s.r.l. | Electronic Controls (e.g. CMS devices) |  | LPR04-AL-66-NB-D |  | 9800010023100 | 0.71 | Electronic Controls (e.g. CMS)
1 | LUMINEXT | Electronic Controls (e.g. CMS devices) |  | Luminyx OLC 300S DALI/1-10 V (10.70.300) |  | 9800010024100 | 1.17 | Electronic Controls (e.g. CMS)
1 | Lucy Zodion | Electronic Controls (e.g. CMS Devices) | CMS Control Device | Vizion Ballast Node M20 WM |  | 9800010025100 | 1.22 | Electronic Controls (e.g. CMS)
1 | Lucy Zodion | Electronic Controls (e.g. CMS devices) | Control | Vizion DALI Node (NEMA) 5/7Pin 5-250W, Vizion DALI Node (NEMA) 5/7Pin 20-1000W, Vizion DALI Node (Conduit) M20 5-250W, Vizion DALI Node (Conduit) M20 20-1000W |  | 9800010026100 | 1.02 | Electronic Controls (e.g. CMS)
1 | Urban Control | Electronic Controls (e.g. CMS Devices) |  | UN320-SP-PS3-D3-MA5-H3-RC3 |  | 9800010027100 | 0.95 | Electronic Controls (e.g. CMS)
1 | Philips Lighting | Electronic Controls (e.g. CMS Devices) | SS2 1-10V Outdoor Luminaire Control | LLC7040 |  | 9800010028100 | 1 | Electronic Controls (e.g. CMS)
1 | Philips Lighting | Electronic Controls (e.g. CMS Devices) | SS Wireless CMS Outdoor Control Luminaire Controller (OLC) | SS Wireless CMS Outdoor Control Luminaire Controller (OLC) LLC7300 |  | 9800010029100 | 0.7 | Electronic Controls (e.g. CMS)
1 | Borough Smart | Electronic Controls (e.g. CMS Devices) | CMS Control Device | BS-NEMA-SM-LORA |  | 9800010030100 | 1.01 | Electronic Controls (e.g. CMS)
1 | Smart City Products | Electronic Controls (e.g. CMS Devices) | CMS Control Device | Integrated Context Engine for City Illumination ICECIL-D2 |  | 9800010031100 | 1.3 | Electronic Controls (e.g. CMS)
1 | Telematics Wireless | Electronic Controls (e.g. CMS Devices) |  | LCU INTERNAL 2 PRO 213Y-09PPP-00 |  | 9800010032100 | 1.47 | Electronic Controls (e.g. CMS)
1 | Telematics Wireless | Electronic Controls (e.g. CMS Devices) |  | LCU INTERNAL 2 GALAXY 213Y-09GGG-00 |  | 9800010033100 | 1.48 | Electronic Controls (e.g. CMS)
1 | Telematics Wireless | Electronic Controls (e.g. CMS Devices) |  | LCU NEMA 2 PRO 213Y-09PPP-00 |  | 9800010034100 | 1.42 | Electronic Controls (e.g. CMS)
1 | Telematics Wireless | Electronic Controls (e.g. CMS Devices) |  | LCU NEMA 2 GALAXY 213X-09GGG-00 |  | 9800010035100 | 1.48 | Electronic Controls (e.g. CMS)
1 | SELC | Electronic Controls (e.g. CMS Devices) |  | Selc DC Node 5S series |  | 9800010036100 | 1.23 | Electronic Controls (e.g. CMS)
2 | Zodion | Electronic Controls (e.g. CMS Devices) | CMS Control Device | Vizion Collector VC-10 For use with any Zodion ZEBC Ballast |  | 9800020000100 | 2.13 | Electronic Controls (e.g. CMS)
2 | Mayflower | Electronic Controls (e.g. CMS Devices) | CMS Control Device | Mayflower Node- IN*/***/**/** and EX/***/*** |  | 9800020001100 | 2 | Electronic Controls (e.g. CMS)
2 | Harvard Engineering | Electronic Controls (e.g. CMS Devices) | CMS Control Device | Uni-Node 1 / Uni-Node 2 |  | 9800020003100 | 1.9 | Electronic Controls (e.g. CMS)
2 | SELC Ireland | Electronic Controls (e.g. CMS Devices) |  | SELC Photocell 8480 |  | 9800020004100 | 1.72 | Electronic Controls (e.g. CMS)
2 | Harvard Engineering | Electronic Controls (e.g. CMS Devices) | CMS Control Device | BranchNode WMBN-868A |  | 9800020005100 | 2.13 | Electronic Controls (e.g. CMS)
2 | ASK Controls Ltd | Electronic Controls (e.g. CMS Devices) |  | ASK CONTROLS ‘I’SENSE NODE SP1 |  | 9800020006100 | 1.7 | Electronic Controls (e.g. CMS)
2 | Harvard Engineering PLC | CMS Equipment |  | Branchnode 3 WMBN3-UNI-868 |  | 9800020007100 | 1.7566 | Electronic Controls (e.g. CMS)
2 | Mayflower | Electronic Controls (e.g. CMS Devices) | Area Controller Unit | SubMaster SMIII/DALI |  | 9800020008100 | 2.02 | Electronic Controls (e.g. CMS)
2 | Lucy Zodion | Electronic Controls (e.g. CMS Devices) | CMS Control Device | Vizion Collector M20 |  | 9800020009100 | 2.13 | Electronic Controls (e.g. CMS)
2 | Zodion | Electronic Controls (e.g. CMS Devices) | CMS Control Device | Vizion Collector VC-10 powered by independent VCPSU-10 power supply and not attached to any Ballast |  | 9800020010100 | 2.1 | Electronic Controls (e.g. CMS)
2 | Philips Lighting | Electronic Controls (e.g. CMS Devices) | SS2 Dali Outdoor Luminaire Control | LLC7030 |  | 9800020011100 | 2 | Electronic Controls (e.g. CMS)
2 | Charles Endirect | Electronic Controls (e.g. CMS Devices) | Light Control Unit | Datek Wireless Light Control Unit (Light Control Unit) |  | 9800020012100 | 2 | Electronic Controls (e.g. CMS)
2 | Harvard Engineering | Electronic Controls (e.g. CMS Devices) | CMS Control Device | BranchNode WMBN-868A - Powered by an independent supply and not attached to any lighting column. |  | 9800020013100 | 2.1 | Electronic Controls (e.g. CMS)
2 | CELTronic (Charles Endirect) | Electronic Controls (e.g. CMS Devices) | Light Control Unit | CELtek Generation 3 External LCU |  | 9800020014100 | 1.5 | Electronic Controls (e.g. CMS)
2 | Telematics Wireless | Electronic Controls (e.g. CMS Devices) |  | LCU NEMA 2 LORA 213Y-09XXX-00 |  | 9800020015100 | 1.53 | Electronic Controls (e.g. CMS)
3 | SELC Ireland | Electronic Controls (e.g. CMS Devices) |  | SilverSpring Networks Relay 1.5i |  | 9800030001100 | 2.97 | Electronic Controls (e.g. CMS)
3 | Urban Control | Electronic Controls (e.g. CMS Devices) |  | UN210-SP-PS1-D2-MA1-H2-RC3 |  | 9800030002100 | 2.61 | Electronic Controls (e.g. CMS)
3 | Philips Lighting | Electronic Controls (e.g. CMS Devices) | SS2 Outdoor Luminaire Control | LLC7020 |  | 9800030003100 | 3 | Electronic Controls (e.g. CMS)
4 | Mayflower | Electronic Controls (e.g. CMS Devices) | Area Controller Unit | SM/DALI Area Control Unit / Submaster |  | 9800040000100 | 4 | Electronic Controls (e.g. CMS)
4 | Urbis Schréder | Electronic Controls (e.g. CMS Devices) |  | Owlet Nightshift SeCo |  | 9800040001100 | 4.2 | Electronic Controls (e.g. CMS)
4.15 | Char.gy | Electronic Controls (e.g. CMS Devices) | mCMS device | Char.gy CP01 |  | 9800040002100 | 4.15 | Electronic Controls (e.g. CMS)
5 | Mayflower | Electronic Controls (e.g. CMS Devices) |  | Mayflower Submaster/Repeater - RP/SM/R153/*** |  | 9800050000100 | 5 | Electronic Controls (e.g. CMS)
5 | Philips Lighting | Electronic Controls (e.g. CMS Devices) | SS2 Powerline CMS Segment Controller | SS2 Powerline CMS Segment Controller LFC 7065/00 |  | 9800050001100 | 5 | Electronic Controls (e.g. CMS)
6 | Philips Lighting | Electronic Controls (e.g. CMS Devices) | Light Sensor Unit | Starsense 2 |  | 9800060000100 | 6 | Electronic Controls (e.g. CMS)
7 | Swarco | Electronic Controls (e.g. CMS Devices) | mCMS device | CCL-ebasicT2C32 |  | 9800070000100 | 7 | Electronic Controls (e.g. CMS)
1 | Generic | Multi-Level Static Dimming Controls | Control | Integral timer switch for use with MLSD (where uplift has been applied to Charge Code) |  | 9900000000100 | 0 | Multi Level Static Dimming Control Codes Intergral to Ballasts
1 | Generic | Multi-Level Static Dimming Controls | Control | Generic low loss PECU for use with MLSD |  | 9900010000100 | 0.25 | Multi Level Static Dimming Control Codes Intergral to Ballasts
1 | Philips Lighting | Multi-Level Static Dimming Controls | Control | DynaDimmer & Generic PECU for use with MLSD |  | 9900010001100 | 0.45 | Multi Level Static Dimming Control Codes Intergral to Ballasts
1 | LED Roadway Lighting | Multi-Level Static Dimming Controls |  | Latitude IQ |  | 9900010002100 | 0.39 | Multi Level Static Dimming Control Codes Intergral to Ballasts
1 | OrangeTek | Multi-Level Static Dimming Controls |  | DOT Dimmer (1~10V) |  | 9900010003100 | 0.65 | Multi Level Static Dimming Control Codes Intergral to Ballasts
2 | Philips Lighting | Multi-Level Static Dimming Controls | Control | SELV DynaDimmer & Generic PECU for use with MLSD |  | 9900020000100 | 1.65 | Multi Level Static Dimming Control Codes Intergral to Ballasts
3 | Charles Endirect | Multi-Level Static Dimming Controls |  | CELsave CEV/MS Multi-Step Dimming Switch |  | 9900030000100 | 1.87 | Multi Level Static Dimming Control Codes Intergral to Ballasts
[11 empty] | Prefixed 40, 41 or 50. Also any prefixed 14 and 21-33 where dimming is possible | School Crossing Patrol Warning Signals | Traffic Signal Equipment (Non Dimming) | Traffic Signal Equipment (Non Dimming) | Miscellaneous (Non Dimming) | Any Legacy Charge Code beginning 800-899 that has been given a dimming circuit Watts value | Control Host
[9 empty] | Lamp /Ballast Charge Codes ending in 100 | Lamp /Ballast Charge Codes ending in less than 100 | Lamp /Ballast Charge Codes for use with Multi-Level Static Dimming | Prefixed 7918 or 7947 | Prefixed 7901, 7903, 7905 to 7917, 7919 to 7923, 7925 to 7927, 7930 to 7938, 7940, 7942, 7944, 7946, 79481, 7952 , 7954, 7956, 7957, | Prefixed 7902, 7904, 7924, 7929, 7939,7941, 7943, 7945, 7950, 79532, 7955, 7958, & 7959 | Codes beginning 800 - 899 except those listed as dimming |  | 815
[9 empty] | 1 - Continuous | 500 -599 - Single Stage | 1 - Continuous | 010 to 018 - Manually Switched | 1 - Continuous | 200 to 210, 370 & 380 - Full Night Time | 1 - Continuous | 100 - Infra Red Photo Cells | 78 - Part Time Traffic
[9 empty] | 100 - Infra Red Photo Cells |  | 100 - Infra Red Photo Cells | 030 to 036 - Manually Switched | 78 - Part Time Traffic | 400 - 499 - Thermal Photo Cells | 100 - Infra Red Photo Cells | 200 to 210, 370 & 380 - Full Night Time | 79 - Part Time Traffic
[9 empty] | 200 to 210, 370 & 380 - Full Night Time |  | 200 to 210, 370 & 380 - Full Night Time |  | 79 - Part Time Traffic | 600 - 699 - Hybrid Photo Cells | 200 to 210, 370 & 380 - Full Night Time | 400 - 499 - Thermal Photo Cells | 100 - Infra Red Photo Cells
[9 empty] | 219 to 369, 371 to 377 & 381 - Part Night Time |  | 219 to 369, 371 to 377 & 381 - Part Night Time |  |  | 800 - 899 - Electronic Photo Cell | 219 to 369, 371 to 377 & 381 - Part Night Time | 600 - 699 - Hybrid Photo Cells | 200 to 210, 370 & 380 - Full Night Time
[9 empty] | 400 - 499 - Thermal Photo Cells |  | 400 - 499 - Thermal Photo Cells |  |  |  | 400 - 499 - Thermal Photo Cells | 800 - 899 - Electronic Photo Cell | 219 to 369, 371 to 377 & 381 - Part Night Time
[9 empty] | 600 - 699 - Hybrid Photo Cells |  | 600 - 699 - Hybrid Photo Cells |  |  |  | 600 - 699 - Hybrid Photo Cells |  | 400 - 499 - Thermal Photo Cells
[9 empty] | 700 - 799 - Part Night Electronic |  | 700 - 799 - Part Night Electronic |  |  |  | 700 - 799 - Part Night Electronic |  | 500 -599 - Single Stage
[9 empty] | 800 - 899 - Electronic Photo Cell |  | 800 - 899 - Electronic Photo Cell |  |  |  | 800 - 899 - Electronic Photo Cell |  | 600 - 699 - Hybrid Photo Cells
[9 empty] | 998 - CMS (Continuous) |  | 998 - CMS (Continuous) |  |  |  | 998 - CMS (Continuous) |  | 700 - 799 - Part Night Electronic
[9 empty] | 999 - CMS (Switching) |  | 999 - CMS (Switching) |  |  |  | 999 - CMS (Switching) |  | 800 - 899 - Electronic Photo Cell
[11 empty] | Please check to see if lamp / ballast will permit dimming using switch regime ranges A01-AZZ, B01-BZZ & D01-DZZ & F01-FZZ | [5 empty] | A01-AZZ, B01-BZZ and D01-DZZ
A01-AZZ, B01-BZZ and D01-DZZ - Multi-Level Static

## Selecting Switch Regime (hidden)
Switch Regime | Switch Regime Range | Period of Operation | Lux On | Lux Off | After Sunset | Before Sunrise
1 - Continuous | 1 | Continuous - No switching - 24 Hour Burning
030 to 036 - Manually Switched | 30 | Manually switched e.g. school patrol X lights
030 to 036 - Manually Switched | 31 | School Crossing Patrol Flashers (360 hours per year)
030 to 036 - Manually Switched | 32 | School Crossing Patrol Flashers (450 hours per year)
030 to 036 - Manually Switched | 33 | School Crossing Patrol Flashers (500 hours per year)
030 to 036 - Manually Switched | 34 | School Crossing Patrol Flashers (483 hours per year)
030 to 036 - Manually Switched | 36 | School Crossing Patrol Flashers (231 hours per year)
78 - Part Time Traffic | 78 | Part Time Traffic Signals
79 - Part Time Traffic | 79 | Part Time Traffic Signals
100 - Infra Red Photo Cells | 100 | Infra Red Photo Detector (Generic ) | 102 | 102 | -87 | -87
200 to 210, 370 & 380 - Full Night Time | 200 | Dusk to Dawn |  |  | 30 | 30
200 to 210, 370 & 380 - Full Night Time | 201 | Dawn to Dusk |  |  | 30 | 30
200 to 210, 370 & 380 - Full Night Time | 205 | Offset Dusk to Offset Dawn |  |  | 15 | 15
200 to 210, 370 & 380 - Full Night Time | 206 | Offset Dusk (10 min) to Offset Dawn (11 min) |  |  | 10 | 11
200 to 210, 370 & 380 - Full Night Time | 207 | Offset Dusk (3 min) to Offset Dawn (3 min) |  |  | 3 | 3
200 to 210, 370 & 380 - Full Night Time | 208 | Offset Dusk (8 min) to Offset Dawn (8 min) |  |  | 8 | 8
200 to 210, 370 & 380 - Full Night Time | 210 | Sunset to Sunrise
219 to 369, 371 to 377 & 381 - Part Night Time | 219 | Dusk to 21.00 |  |  | 30
219 to 369, 371 to 377 & 381 - Part Night Time | 220 | Dusk to 22.00 |  |  | 30
219 to 369, 371 to 377 & 381 - Part Night Time | 221 | Dusk to 23.00 |  |  | 30
219 to 369, 371 to 377 & 381 - Part Night Time | 222 | Dusk to 23.30 |  |  | 30
219 to 369, 371 to 377 & 381 - Part Night Time | 223 | Dusk to 24.00 |  |  | 30
219 to 369, 371 to 377 & 381 - Part Night Time | 224 | Dusk to 01.00 |  |  | 30
219 to 369, 371 to 377 & 381 - Part Night Time | 225 | Dusk to 21:30 |  |  | 30
219 to 369, 371 to 377 & 381 - Part Night Time | 235 | Dusk to 22.00 / 04.30 to Dawn |  |  | 30 | 30
219 to 369, 371 to 377 & 381 - Part Night Time | 236 | Dusk to 22.00 / 05.30 to Dawn |  |  | 30 | 30
219 to 369, 371 to 377 & 381 - Part Night Time | 237 | Dusk to 22.00 / 06.30 to Dawn |  |  | 30 | 30
219 to 369, 371 to 377 & 381 - Part Night Time | 240 | Dusk to 23.00 / 04.30 to Dawn |  |  | 30 | 30
219 to 369, 371 to 377 & 381 - Part Night Time | 241 | Dusk to 23.00 / 05.30 to Dawn |  |  | 30 | 30
219 to 369, 371 to 377 & 381 - Part Night Time | 242 | Dusk to 23.00 / 06.30 to Dawn |  |  | 30 | 30
219 to 369, 371 to 377 & 381 - Part Night Time | 245 | Dusk to 23.30 / 04.30 to Dawn |  |  | 30 | 30
219 to 369, 371 to 377 & 381 - Part Night Time | 246 | Dusk to 23.30 / 05.30 to Dawn |  |  | 30 | 30
219 to 369, 371 to 377 & 381 - Part Night Time | 247 | Dusk to 23.30 / 06.30 to Dawn |  |  | 30 | 30
219 to 369, 371 to 377 & 381 - Part Night Time | 250 | Dusk to 24.00 / 04.30 to Dawn |  |  | 30 | 30
219 to 369, 371 to 377 & 381 - Part Night Time | 251 | Dusk to 24.00 / 05.30 to Dawn |  |  | 30 | 30
219 to 369, 371 to 377 & 381 - Part Night Time | 252 | Dusk to 24.00 / 06.30 to Dawn |  |  | 30 | 30
219 to 369, 371 to 377 & 381 - Part Night Time | 253 | Dusk to 24.00 / 06.45 to Dawn |  |  | 30 | 30
219 to 369, 371 to 377 & 381 - Part Night Time | 255 | Dusk to 01.00 / 04.30 to Dawn |  |  | 30 | 30
219 to 369, 371 to 377 & 381 - Part Night Time | 256 | Dusk to 01.00 / 05.30 to Dawn |  |  | 30 | 30
219 to 369, 371 to 377 & 381 - Part Night Time | 257 | Dusk to 01.00 / 06.30 to Dawn |  |  | 30 | 30
219 to 369, 371 to 377 & 381 - Part Night Time | 258 | Dusk to 24.00 / 05.00 to Dawn |  |  | 30 | 30
219 to 369, 371 to 377 & 381 - Part Night Time | 259 | Dusk to 01.00 / 05.00 to Dawn |  |  | 30 | 30
219 to 369, 371 to 377 & 381 - Part Night Time | 270 | Offset Dusk to 22.00 |  |  | 15
219 to 369, 371 to 377 & 381 - Part Night Time | 271 | Offset Dusk to 23.00 |  |  | 15
219 to 369, 371 to 377 & 381 - Part Night Time | 272 | Offset Dusk to 23.30 |  |  | 15
219 to 369, 371 to 377 & 381 - Part Night Time | 273 | Offset Dusk to 24.00 |  |  | 15
219 to 369, 371 to 377 & 381 - Part Night Time | 274 | Offset Dusk to 01.00 |  |  | 15
219 to 369, 371 to 377 & 381 - Part Night Time | 280 | Offset Dusk to 22.00 / 04.30 to Offset Dawn |  |  | 15 | 15
219 to 369, 371 to 377 & 381 - Part Night Time | 281 | Offset Dusk to 22.00 / 05.30 to Offset Dawn |  |  | 15 | 15
219 to 369, 371 to 377 & 381 - Part Night Time | 282 | Offset Dusk to 22.00 / 06.30 to Offset Dawn |  |  | 15 | 15
219 to 369, 371 to 377 & 381 - Part Night Time | 285 | Offset Dusk to 23.00 / 04.30 to Offset Dawn |  |  | 15 | 15
219 to 369, 371 to 377 & 381 - Part Night Time | 286 | Offset Dusk to 23.00 / 05.30 to Offset Dawn |  |  | 15 | 15
219 to 369, 371 to 377 & 381 - Part Night Time | 287 | Offset Dusk to 23.00 / 06.30 to Offset Dawn |  |  | 15 | 15
219 to 369, 371 to 377 & 381 - Part Night Time | 290 | Offset Dusk to 23.30 / 04.30 to Offset Dawn |  |  | 15 | 15
219 to 369, 371 to 377 & 381 - Part Night Time | 291 | Offset Dusk to 23.30 / 05.30 to Offset Dawn |  |  | 15 | 15
219 to 369, 371 to 377 & 381 - Part Night Time | 292 | Offset Dusk to 23.30 / 06.30 to Offset Dawn |  |  | 15 | 15
219 to 369, 371 to 377 & 381 - Part Night Time | 295 | Offset Dusk to 24.00 / 04.30 to Offset Dawn |  |  | 15 | 15
219 to 369, 371 to 377 & 381 - Part Night Time | 296 | Offset Dusk to 24.00 / 05.30 to Offset Dawn |  |  | 15 | 15
219 to 369, 371 to 377 & 381 - Part Night Time | 297 | Offset Dusk to 24.00 / 06.30 to Offset Dawn |  |  | 15 | 15
219 to 369, 371 to 377 & 381 - Part Night Time | 300 | Offset Dusk to 01.00 / 04.30 to Offset Dawn |  |  | 15 | 15
219 to 369, 371 to 377 & 381 - Part Night Time | 301 | Offset Dusk to 01.00 / 05.30 to Offset Dawn |  |  | 15 | 15
219 to 369, 371 to 377 & 381 - Part Night Time | 302 | Offset Dusk to 01.00 / 06.30 to Offset Dawn |  |  | 15 | 15
219 to 369, 371 to 377 & 381 - Part Night Time | 310 | Sunset to 01.00 / 05.00 to Sunrise
219 to 369, 371 to 377 & 381 - Part Night Time | 311 | OffSet Dusk to 01.00 / 05.30 to Dawn |  |  | 15 | 30
219 to 369, 371 to 377 & 381 - Part Night Time | 312 | Offset Dusk to 01.00 / 06.30 to Dawn |  |  | 15 | 30
219 to 369, 371 to 377 & 381 - Part Night Time | 313 | Offset Dusk to 24.00 / 05.30 to Offset Dawn |  |  | 15 | 15
219 to 369, 371 to 377 & 381 - Part Night Time | 320 | Sunset to 22.00
219 to 369, 371 to 377 & 381 - Part Night Time | 321 | Sunset to 23.00
219 to 369, 371 to 377 & 381 - Part Night Time | 322 | Sunset to 23.30
219 to 369, 371 to 377 & 381 - Part Night Time | 323 | Sunset to 24.00
219 to 369, 371 to 377 & 381 - Part Night Time | 324 | Sunset to 01.00
219 to 369, 371 to 377 & 381 - Part Night Time | 330 | Sunset to 22.00 / 04.30 to Sunrise
219 to 369, 371 to 377 & 381 - Part Night Time | 331 | Sunset to 22.00 / 05.30 to Sunrise
219 to 369, 371 to 377 & 381 - Part Night Time | 332 | Sunset to 22.00 / 06.30 to Sunrise
219 to 369, 371 to 377 & 381 - Part Night Time | 335 | Sunset to 23.00 / 04.30 to Sunrise
219 to 369, 371 to 377 & 381 - Part Night Time | 336 | Sunset to 23.00 / 05.30 to Sunrise
219 to 369, 371 to 377 & 381 - Part Night Time | 337 | Sunset to 23.00 / 06.30 to Sunrise
219 to 369, 371 to 377 & 381 - Part Night Time | 340 | Sunset to 23.30 / 04.30 to Sunrise
219 to 369, 371 to 377 & 381 - Part Night Time | 341 | Sunset to 23.30 / 05.30 to Sunrise
219 to 369, 371 to 377 & 381 - Part Night Time | 342 | Sunset to 23.30 / 06.30 to Sunrise
219 to 369, 371 to 377 & 381 - Part Night Time | 345 | Sunset to 24.00 / 04.30 to Sunrise
219 to 369, 371 to 377 & 381 - Part Night Time | 346 | Sunset to 24.00 / 05.30 to Sunrise
219 to 369, 371 to 377 & 381 - Part Night Time | 347 | Sunset to 24.00 / 06.30 to Sunrise
219 to 369, 371 to 377 & 381 - Part Night Time | 348 | Sunset to 24.00 / 06.45 to Sunrise
219 to 369, 371 to 377 & 381 - Part Night Time | 349 | Sunset to 24.00 / 05.00 to Sunrise
219 to 369, 371 to 377 & 381 - Part Night Time | 350 | Sunset to 01.00 / 04.30 to Sunrise
219 to 369, 371 to 377 & 381 - Part Night Time | 351 | Sunset to 01.00 / 05.30 to Sunrise
219 to 369, 371 to 377 & 381 - Part Night Time | 352 | Sunset to 01.00 / 06.30 to Sunrise
219 to 369, 371 to 377 & 381 - Part Night Time | 353 | Dusk to 01.00/ 05.00 to Dawn
219 to 369, 371 to 377 & 381 - Part Night Time | 362 | Sunset to 24.00 / 06.45 to Dawn |  |  |  | 30
219 to 369, 371 to 377 & 381 - Part Night Time | 363 | Dusk to 24.00 / 06.45 to Sunrise |  |  | 30
219 to 369, 371 to 377 & 381 - Part Night Time | 364 | Offset Dusk to 24.00 / 06.45 to Offset Dawn |  |  | 15 | 15
219 to 369, 371 to 377 & 381 - Part Night Time | 365 | Offset Dusk to 24.00 / 05.00 to Dawn |  |  | 15 | 30
219 to 369, 371 to 377 & 381 - Part Night Time | 366 | Sunset to 24.00 / 05.00 to Dawn |  |  |  | 30
219 to 369, 371 to 377 & 381 - Part Night Time | 367 | Dusk to 24.00 / 05.00 to Sunrise |  |  | 30
219 to 369, 371 to 377 & 381 - Part Night Time | 368 | Dusk to 24.00 / 05.30 to Sunrise |  |  | 30
219 to 369, 371 to 377 & 381 - Part Night Time | 369 | Dusk to 24.00 / 06.30 to Sunrise |  |  | 30
200 to 210, 370 & 380 - Full Night Time | 370 | Sunset to Dawn |  |  |  | 30
219 to 369, 371 to 377 & 381 - Part Night Time | 371 | 06.00 to 10.30 / 16.00 to midnight
219 to 369, 371 to 377 & 381 - Part Night Time | 372 | 07.00 to midnight
219 to 369, 371 to 377 & 381 - Part Night Time | 373 | 07.00 to 20.00
219 to 369, 371 to 377 & 381 - Part Night Time | 374 | 08.00 to 18.00
219 to 369, 371 to 377 & 381 - Part Night Time | 375 | 16:00 to midnight
219 to 369, 371 to 377 & 381 - Part Night Time | 376 | 16.30 to 01.00
219 to 369, 371 to 377 & 381 - Part Night Time | 377 | 16.30 to 07.00
- | 378 | 20.00 to 04.00
- | 379 | 05:00 to 09:00 / 15:00 to 01:00
200 to 210, 370 & 380 - Full Night Time | 380 | Dusk to Sunrise |  |  | 30
219 to 369, 371 to 377 & 381 - Part Night Time | 381 | 05:00 to 01:00
- | 382 | 08.00 to 20.00
400 - 499 - Thermal Photo Cells | 411 | Thermal PEC 55/110 | 55 | 110
400 - 499 - Thermal Photo Cells | 412 | Thermal PEC 55/138 | 55 | 138
400 - 499 - Thermal Photo Cells | 413 | Thermal PEC 55/165 | 55 | 165
400 - 499 - Thermal Photo Cells | 421 | Thermal PEC 70/140 | 70 | 140
400 - 499 - Thermal Photo Cells | 422 | Thermal PEC 70/175 | 70 | 175
400 - 499 - Thermal Photo Cells | 423 | Thermal PEC 70/210 | 70 | 210
400 - 499 - Thermal Photo Cells | 431 | Thermal PEC 100/200 | 100 | 200
400 - 499 - Thermal Photo Cells | 432 | Thermal PEC 100/250 | 100 | 250
400 - 499 - Thermal Photo Cells | 433 | Thermal PEC 100/300 | 100 | 300
500 -599 - Single Stage | 510 | Dimmed from 19:00 to 06:00 - Bright | 70 | 35
500 -599 - Single Stage | 510 | Dimmed from 19:00 to 06:00 - Dim | 70 | 35
500 -599 - Single Stage | 511 | Dimmed from 19:00 to 07:00 -Bright | 55 | 28
500 -599 - Single Stage | 511 | Dimmed from 19:00 to 07:00 - Dim | 55 | 28
500 -599 - Single Stage | 512 | Dimmed from 19:00 to Dawn - Bright | 70 | 35
500 -599 - Single Stage | 512 | Dimmed from 19:00 to Dawn - Dim | 70 | 35
500 -599 - Single Stage | 513 | Dimmed from 19:00 to 07:00 - Bright | 70 | 35
500 -599 - Single Stage | 513 | Dimmed from 19:00 to 07:00 - Dim | 70 | 35
500 -599 - Single Stage | 514 | Dimmed from 20:00 to 06:00 - Bright | 70 | 35
500 -599 - Single Stage | 514 | Dimmed from 20:00 to 06:00 - Dim | 70 | 35
500 -599 - Single Stage | 515 | Dimmed from 20:30 to 05:30 (GMT) - Bright - 35/18 lux | 35 | 18
500 -599 - Single Stage | 515 | Dimmed from 20:30 to 05:30 (GMT) - Dim - 35/18 lux | 35 | 18
500 -599 - Single Stage | 516 | Dimmed from 20:00 to Dawn - Bright | 70 | 35
500 -599 - Single Stage | 516 | Dimmed from 20:00 to Dawn - Dim | 70 | 35
500 -599 - Single Stage | 517 | Dimming from 19:00 to 07:00 (GMT) - Bright - 35/18 | 35 | 18
500 -599 - Single Stage | 517 | Dimming from 19:00 to 07:00 (GMT) - Dim - 35/18 | 35 | 18
500 -599 - Single Stage | 518 | Dimmed from 21:00 to 06:00 - Bright | 70 | 35
500 -599 - Single Stage | 518 | Dimmed from 21:00 to 06:00 - Dim | 70 | 35
500 -599 - Single Stage | 519 | Dimming from 20:00 to 06:00 (GMT) - Bright - 35/18 | 35 | 18
500 -599 - Single Stage | 519 | Dimming from 20:00 to 06:00 (GMT) - Dim - 35/18 | 35 | 18
500 -599 - Single Stage | 520 | Dimmed from 21:00 to Dawn - Bright | 70 | 35
500 -599 - Single Stage | 520 | Dimmed from 21:00 to Dawn - Dim | 70 | 35
500 -599 - Single Stage | 521 | Dimming from 19:00 to 07:00 (GMT) - Bright - 20/20 | 20 | 20
500 -599 - Single Stage | 521 | Dimming from 19:00 to 07:00 (GMT) - Dim - 20/20 | 20 | 20
500 -599 - Single Stage | 522 | Dimmed from 22:00 to 06:00 - Bright | 70 | 35
500 -599 - Single Stage | 522 | Dimmed from 22:00 to 06:00 - Dim | 70 | 35
500 -599 - Single Stage | 523 | Dimmed from 22:00 to 06:30 (GMT) - Bright - 55/28 | 55 | 28
500 -599 - Single Stage | 523 | Dimmed from 22:00 to 06:30 (GMT) - Dim - 55/28 | 55 | 28
500 -599 - Single Stage | 524 | Dimmed from 22:00 to Dawn - Bright | 70 | 35
500 -599 - Single Stage | 524 | Dimmed from 22:00 to Dawn - Dim | 70 | 35
500 -599 - Single Stage | 526 | Dimmed from 23:00 to 06:00 - Bright | 70 | 35
500 -599 - Single Stage | 526 | Dimmed from 23:00 to 06:00 - Dim | 70 | 35
500 -599 - Single Stage | 528 | Dimmed from 23:00 to Dawn - Bright | 70 | 35
500 -599 - Single Stage | 528 | Dimmed from 23:00 to Dawn - Dim | 70 | 35
500 -599 - Single Stage | 529 | Dimming from 00:00 to 05:00 (GMT) - Bright - 35/18 | 35 | 18
500 -599 - Single Stage | 529 | Dimming from 00:00 to 05:00 (GMT) - Dim - 35/18 | 35 | 18
500 -599 - Single Stage | 530 | Dimmed from 00:00 to 05:00 - Bright | 70 | 35
500 -599 - Single Stage | 530 | Dimmed from 00:00 to 05:00 - Dim | 70 | 35
500 -599 - Single Stage | 531 | Dimming from 00:00 to 05:30 (GMT) - Bright - 35/18 | 35 | 18
500 -599 - Single Stage | 531 | Dimming from 00:00 to 05:30 (GMT) - Dim - 35/18 | 35 | 18
500 -599 - Single Stage | 532 | Dimmed from 00:00 to 06:00 - Bright | 70 | 35
500 -599 - Single Stage | 532 | Dimmed from 00:00 to 06:00 - Dim | 70 | 35
500 -599 - Single Stage | 533 | Dimmed from 22:00 to 06:00 (GMT) - Bright - 55/28 | 55 | 28
500 -599 - Single Stage | 533 | Dimmed from 22:00 to 06:00 (GMT) - Dim - 55/28 | 55 | 28
500 -599 - Single Stage | 534 | Dimmed from 00:00 to Dawn - Bright | 70 | 35
500 -599 - Single Stage | 534 | Dimmed from 00:00 to Dawn - Dim | 70 | 35
500 -599 - Single Stage | 535 | Dimming from 00:00 to 06:00 (GMT) - Bright - 35/18 | 35 | 18
500 -599 - Single Stage | 535 | Dimming from 00:00 to 06:00 (GMT) - Dim - 35/18 | 35 | 18
500 -599 - Single Stage | 536 | Dimmed from 01:00 to 05:00 - Bright | 70 | 35
500 -599 - Single Stage | 536 | Dimmed from 01:00 to 05:00 - Dim | 70 | 35
500 -599 - Single Stage | 537 | Dimming from 22:00 to 06:00 (GMT) - Bright - 35/18 | 35 | 18
500 -599 - Single Stage | 537 | Dimming from 22:00 to 06:00 (GMT) - Dim - 35/18 | 35 | 18
500 -599 - Single Stage | 538 | Dimmed from 01:00 to 06:00 - Bright | 70 | 35
500 -599 - Single Stage | 538 | Dimmed from 01:00 to 06:00 - Dim | 70 | 35
500 -599 - Single Stage | 539 | Dimming from 00:00 to 06:00 (GMT) - Bright - 35/18 | 35 | 18
500 -599 - Single Stage | 539 | Dimming from 00:00 to 06:00 (GMT) - Dim - 35/18 | 35 | 18
500 -599 - Single Stage | 540 | Dimmed from 01:00 to Dawn - Bright | 70 | 35
500 -599 - Single Stage | 540 | Dimmed from 01:00 to Dawn - Dim | 70 | 35
500 -599 - Single Stage | 542 | Dimmed from 22:00 to 05:30 - Bright | 70 | 35
500 -599 - Single Stage | 542 | Dimmed from 22:00 to 05:30 - Dim | 70 | 35
500 -599 - Single Stage | 543 | Dimming from 00:00 to 05:30 (Clock) - Bright - 55/28 | 55 | 28
500 -599 - Single Stage | 543 | Dimming from 00:00 to 05:30 (Clock) - Dim - 55/28 | 55 | 28
500 -599 - Single Stage | 544 | Dimming from 22:00 to 06:00 (GMT) - Bright - 35/18 | 35 | 18
500 -599 - Single Stage | 544 | Dimming from 22:00 to 06:00 (GMT) - Dim - 35/18 | 35 | 18
500 -599 - Single Stage | 560 | Dimming from 19:00 to 06:00 (Clock) - Bright | 70 | 35
500 -599 - Single Stage | 560 | Dimming from 19:00 to 06:00 (Clock) - Dim | 70 | 35
500 -599 - Single Stage | 561 | Dimming from 20:00 to 06:00 (Clock) - Bright - 35/18 | 35 | 18
500 -599 - Single Stage | 561 | Dimming from 20:00 to 06:00 (Clock) - Dim - 35/18 | 35 | 18
500 -599 - Single Stage | 562 | Dimming from 19:00 to Dawn (Clock) - Bright | 70 | 35
500 -599 - Single Stage | 562 | Dimming from 19:00 to Dawn (Clock) - Dim | 70 | 35
500 -599 - Single Stage | 563 | Dimming from 22:00 to 05:30 (CLK) - Bright - 20/20 | 20 | 20
500 -599 - Single Stage | 563 | Dimming from 22:00 to 05:30 (CLK) - Dim - 20/20 | 20 | 20
500 -599 - Single Stage | 564 | Dimming from 20:00 to 06:00 (Clock) - Bright | 70 | 35
500 -599 - Single Stage | 564 | Dimming from 20:00 to 06:00 (Clock) - Dim | 70 | 35
500 -599 - Single Stage | 565 | Dimming from 20:00 to 06:00 (Clock) - Bright - 55/28 | 55 | 28
500 -599 - Single Stage | 565 | Dimming from 20:00 to 06:00 (Clock) - Dim - 55/28 | 55 | 28
500 -599 - Single Stage | 566 | Dimming from 20:00 to Dawn (Clock) - Bright | 70 | 35
500 -599 - Single Stage | 566 | Dimming from 20:00 to Dawn (Clock) - Dim | 70 | 35
500 -599 - Single Stage | 568 | Dimming from 21:00 to 06:00 (Clock) - Bright | 70 | 35
500 -599 - Single Stage | 568 | Dimming from 21:00 to 06:00 (Clock) - Dim | 70 | 35
500 -599 - Single Stage | 570 | Dimming from 21:00 to Dawn (Clock) - Bright | 70 | 35
500 -599 - Single Stage | 570 | Dimming from 21:00 to Dawn (Clock) - Dim | 70 | 35
500 -599 - Single Stage | 571 | Dimming from 22:00 to 07:00 (CLK) - Bright - 35/18 | 35 | 18
500 -599 - Single Stage | 571 | Dimming from 22:00 to 07:00 (CLK) - Dim - 35/18 | 35 | 18
500 -599 - Single Stage | 572 | Dimming from 22:00 to 06:00 (Clock) - Bright | 70 | 35
500 -599 - Single Stage | 572 | Dimming from 22:00 to 06:00 (Clock) - Dim | 70 | 35
500 -599 - Single Stage | 573 | Dimming from 22:00 to 07:00 (Clock) - Bright - 70/35 | 70 | 35
500 -599 - Single Stage | 573 | Dimming from 22:00 to 07:00 (Clock) - Dim - 70/35 | 70 | 35
500 -599 - Single Stage | 574 | Dimming from 22:00 to Dawn (Clock) - Bright | 70 | 35
500 -599 - Single Stage | 574 | Dimming from 22:00 to Dawn (Clock) - Dim | 70 | 35
500 -599 - Single Stage | 575 | Dimming from 22:00 to 07:00 (CLK) - Bright - 20/20 | 20 | 20
500 -599 - Single Stage | 575 | Dimming from 22:00 to 07:00 (CLK) - Dim - 20/20 | 20 | 20
500 -599 - Single Stage | 576 | Dimming from 23:00 to 06:00 (Clock) - Bright | 70 | 35
500 -599 - Single Stage | 576 | Dimming from 23:00 to 06:00 (Clock) - Dim | 70 | 35
500 -599 - Single Stage | 578 | Dimming from 23:00 to Dawn (Clock) - Bright | 70 | 35
500 -599 - Single Stage | 578 | Dimming from 23:00 to Dawn (Clock) - Dim | 70 | 35
500 -599 - Single Stage | 580 | Dimming from 24:00 to 05:00 (Clock) - Bright | 70 | 35
500 -599 - Single Stage | 580 | Dimming from 24:00 to 05:00 (Clock) - Dim | 70 | 35
500 -599 - Single Stage | 581 | Dimming from 00:00 to 05:00 (Clock) - Bright - 35/18 | 35 | 18
500 -599 - Single Stage | 581 | Dimming from 00:00 to 05:00 (Clock) - Dim - 35/18 | 35 | 18
500 -599 - Single Stage | 582 | Dimming from 24:00 to 06:00 (Clock) - Bright | 70 | 35
500 -599 - Single Stage | 582 | Dimming from 24:00 to 06:00 (Clock) - Dim | 70 | 35
500 -599 - Single Stage | 584 | Dimming from 24:00 to Dawn (Clock) - Bright | 70 | 35
500 -599 - Single Stage | 584 | Dimming from 24:00 to Dawn (Clock) - Dim | 70 | 35
500 -599 - Single Stage | 585 | Dimming from 00:00 to 06:00 (GMT) - Bright - 55/28 | 55 | 28
500 -599 - Single Stage | 585 | Dimming from 00:00 to 06:00 (GMT) - Dim - 55/28 | 55 | 28
500 -599 - Single Stage | 586 | Dimming from 01:00 to 05:00 (Clock) - Bright | 70 | 35
500 -599 - Single Stage | 586 | Dimming from 01:00 to 05:00 (Clock) - Dim | 70 | 35
500 -599 - Single Stage | 588 | Dimming from 01:00 to 06:00 (Clock) - Bright | 70 | 35
500 -599 - Single Stage | 588 | Dimming from 01:00 to 06:00 (Clock) - Dim | 70 | 35
500 -599 - Single Stage | 589 | Dimming from 00:00 to 05:00 (Clock) - Bright | 55 | 28
500 -599 - Single Stage | 589 | Dimming from 00:00 to 05:00 (Clock) - Dim | 55 | 28
500 -599 - Single Stage | 590 | Dimming from 01:00 to Dawn (Clock) - Bright | 70 | 35
500 -599 - Single Stage | 590 | Dimming from 01:00 to Dawn (Clock) - Dim | 70 | 35
500 -599 - Single Stage | 591 | Dimming from 21:00 to 06:00 (Clock) - Bright - 55/36 | 55 | 36
500 -599 - Single Stage | 591 | Dimming from 21:00 to 06:00 (Clock) - Dim - 55/36 | 55 | 36
500 -599 - Single Stage | 592 | Dimming from 21:00 to 06:00 (Clock) - Bright - 35/18 | 35 | 18
500 -599 - Single Stage | 592 | Dimming from 21:00 to 06:00 (Clock) - Dim - 35/18 | 35 | 18
500 -599 - Single Stage | 593 | Dimming from 21:00 to 06:00 (Clock) - Bright - 20/20 | 20 | 20
500 -599 - Single Stage | 593 | Dimming from 21:00 to 06:00 (Clock) - Dim - 20/20 | 20 | 20
500 -599 - Single Stage | 594 | Dimming from 00:00 to 06:00 (Clock) - Bright - 55/36 | 55 | 36
500 -599 - Single Stage | 594 | Dimming from 00:00 to 06:00 (Clock) - Dim - 55/36 | 55 | 36
500 -599 - Single Stage | 595 | Dimming from 00:00 to 06:00 (Clock) - Bright - 35/18 | 35 | 18
500 -599 - Single Stage | 595 | Dimming from 00:00 to 06:00 (Clock) - Dim - 35/18 | 35 | 18
500 -599 - Single Stage | 596 | Dimming from 00:00 to 06:00 (Clock) - Bright - 20/20 | 20 | 20
500 -599 - Single Stage | 596 | Dimming from 00:00 to 06:00 (Clock) - Dim - 20/20 | 20 | 20
500 -599 - Single Stage | 597 | Dimming from 00:00 to 05:30 (Clock) - Bright - 35/18 | 35 | 18
500 -599 - Single Stage | 597 | Dimming from 00:00 to 05:30 (Clock) - Dim - 35/18 | 35 | 18
500 -599 - Single Stage | 598 | Dimming from 22:00 to 06:00 (Clock) - Bright 35/18 | 35 | 18
500 -599 - Single Stage | 598 | Dimming from 22:00 to 06:00 (Clock) - Dim 35/18 | 35 | 18
500 -599 - Single Stage | 599 | Dimming from 22:00 to 06:30 (Clock) - Bright - 35 / 18 | 35 | 18
500 -599 - Single Stage | 599 | Dimming from 22:00 to 06:30 (Clock) - Dim - 35 / 18 | 35 | 18
600 - 699 - Hybrid Photo Cells | 611 | Hybrid PEC 55/28 | 55 | 28
600 - 699 - Hybrid Photo Cells | 612 | Hybrid PEC 55/55 | 55 | 55
600 - 699 - Hybrid Photo Cells | 613 | Hybrid PEC 55/83 | 55 | 83
600 - 699 - Hybrid Photo Cells | 621 | Hybrid PEC 70/35 | 70 | 35
600 - 699 - Hybrid Photo Cells | 622 | Hybrid PEC 70/70 | 70 | 70
600 - 699 - Hybrid Photo Cells | 623 | Hybrid PEC 70/105 | 70 | 105
600 - 699 - Hybrid Photo Cells | 624 | Hybrid PEC 70/50 | 70 | 50
600 - 699 - Hybrid Photo Cells | 631 | Hybrid PEC 100/50 | 100 | 50
600 - 699 - Hybrid Photo Cells | 632 | Hybrid PEC 100/100 | 100 | 100
600 - 699 - Hybrid Photo Cells | 633 | Hybrid PEC 100/150 | 100 | 150
700 - 799 - Part Night Electronic | 706 | PEC Dusk to 20:00 / 06:00 to PEC Dawn Clock 35/18 Lux | 35 | 18
700 - 799 - Part Night Electronic | 707 | PEC Dusk to 21:00 / 06:30 to PEC Dawn Clock 70/35 Lux | 70 | 35
700 - 799 - Part Night Electronic | 708 | PEC Dusk to 23:00 / 06:30 to PEC Dawn Clock 70/35 Lux | 70 | 35
700 - 799 - Part Night Electronic | 709 | PEC Dusk to 22:00 / 06:00 to PEC Dawn GMT 35 Lux | 35 | 18
700 - 799 - Part Night Electronic | 710 | PEC Dusk to 22:00 / 06:30 to PEC Dawn Clock 35 Lux | 35 | 18
700 - 799 - Part Night Electronic | 711 | PEC Dusk to 24.00 / 05.00 to Dawn 55 lux | 55
700 - 799 - Part Night Electronic | 712 | PEC Dusk to 24.00 / 05.30 to Dawn 55 lux | 55
700 - 799 - Part Night Electronic | 713 | PEC Dusk to 24.00 / 06.00 to Dawn 55 lux | 55
700 - 799 - Part Night Electronic | 714 | PEC Dusk to 24.00 / 06.30 to Dawn 55 lux | 55
700 - 799 - Part Night Electronic | 715 | PEC Dusk to 00:00 / 05:30 to PEC Dawn Clock 55 Lux | 55 | 28
700 - 799 - Part Night Electronic | 716 | PEC Dusk to 20:00 / 06:00 to PEC Dawn Clock 55 Lux | 55 | 28
700 - 799 - Part Night Electronic | 717 | PEC Dusk to 20:00 / 06:30 to PEC Dawn GMT 35 Lux | 35 | 18
700 - 799 - Part Night Electronic | 721 | PEC Dusk to 24.00 / 05.00 to Dawn 70 lux | 70
700 - 799 - Part Night Electronic | 722 | PEC Dusk to 24.00 / 05.30 to Dawn 70 lux | 70
700 - 799 - Part Night Electronic | 723 | PEC Dusk to 24.00 / 06.00 to Dawn 70 lux | 70
700 - 799 - Part Night Electronic | 724 | PEC Dusk to 24.00 / 06.30 to Dawn 70 lux | 70
700 - 799 - Part Night Electronic | 725 | PEC Dusk to 01.00 / 05.00 to Dawn 70 lux | 70
700 - 799 - Part Night Electronic | 727 | PEC Dusk to 00:30 / 05:30 to PEC Dawn GMT 70 Lux | 70
700 - 799 - Part Night Electronic | 731 | PEC Dusk to 24.00 / 05.00 to Dawn 100 lux | 100
700 - 799 - Part Night Electronic | 732 | PEC Dusk to 24.00 / 05.30 to Dawn 100 lux | 100
700 - 799 - Part Night Electronic | 733 | PEC Dusk to 24.00 / 06.00 to Dawn 100 lux | 100
700 - 799 - Part Night Electronic | 734 | PEC Dusk to 24.00 / 06.30 to Dawn 100 lux | 100
700 - 799 - Part Night Electronic | 741 | PEC Dusk to 24.00 / 05.00 to Dawn 120 lux | 120
700 - 799 - Part Night Electronic | 742 | PEC Dusk to 24.00 / 05.30 to Dawn 120 lux | 120
700 - 799 - Part Night Electronic | 743 | PEC Dusk to 24.00 / 06.00 to Dawn 120 lux | 120
700 - 799 - Part Night Electronic | 744 | PEC Dusk to 24.00 / 06.30 to Dawn 120 lux | 120
700 - 799 - Part Night Electronic | 749 | PEC Dusk to 24:00 - GMT - 70 Lux | 70
700 - 799 - Part Night Electronic | 750 | PEC Dusk to 24.30 70 lux | 70
700 - 799 - Part Night Electronic | 751 | PEC Dusk to 24:00 / 5:00 to PEC Dawn Clock 70 lux | 70 | 35
700 - 799 - Part Night Electronic | 752 | PEC Dusk to 01:00 / 5:00 to PEC Dawn Clock 70 lux | 70 | 35
700 - 799 - Part Night Electronic | 753 | PEC Dusk to 02:00 / 5:00 to PEC Dawn Clock 70 lux | 70 | 35
700 - 799 - Part Night Electronic | 754 | PEC Dusk to 24:00 / 5:00 to PEC Dawn Clock 55 lux | 55 | 28
700 - 799 - Part Night Electronic | 755 | PEC Dusk to 01:00 / 5:00 to PEC Dawn Clock 55 lux | 55 | 28
700 - 799 - Part Night Electronic | 756 | PEC Dusk to 02:00 / 5:00 to PEC Dawn Clock 55 lux | 55 | 28
700 - 799 - Part Night Electronic | 757 | PEC Dusk to 24.00 / 06.00 to PEC Dawn Clock 55 lux | 55 | 28
700 - 799 - Part Night Electronic | 758 | PEC Dusk to 01:00 / 6:00 to PEC Dawn Clock 70 lux | 70 | 35
700 - 799 - Part Night Electronic | 759 | PEC Dusk to 00:30 / 05:30 to PEC Dawn Clock 55 Lux | 55 | 28
700 - 799 - Part Night Electronic | 760 | PEC Dusk to 19:00 / 06:00 to Dawn 35 lux | 35 | 18
700 - 799 - Part Night Electronic | 761 | PEC Dusk to 24.00 / 05.00 to Dawn 35 lux | 35 | 18
700 - 799 - Part Night Electronic | 762 | PEC Dusk to 24.00 / 05.30 to Dawn 35 lux | 35 | 18
700 - 799 - Part Night Electronic | 763 | PEC Dusk to 24.00 / 06.00 to Dawn 35 lux | 35 | 18
700 - 799 - Part Night Electronic | 764 | PEC Dusk to 24.00 / 06.30 to Dawn 35 lux | 35 | 18
700 - 799 - Part Night Electronic | 765 | PEC Dusk to 20:00 / 06:00 to PEC Dawn GMT 55/28 Lux | 55 | 28
700 - 799 - Part Night Electronic | 766 | PEC Dusk to 00:30 / 05:30 to PEC Dawn GMT 35 Lux | 35 | 18
700 - 799 - Part Night Electronic | 767 | PEC Dusk to 01:10 / 04:00 to PEC Dawn CLK 35/18 Lux | 35 | 18
700 - 799 - Part Night Electronic | 770 | PEC Dusk to 24:00 / 4:30 to PEC Dawn Clock 35 lux | 35 | 18
700 - 799 - Part Night Electronic | 771 | PEC Dusk to 24:00 / 4:30 to PEC Dawn Clock 55 lux | 55 | 28
700 - 799 - Part Night Electronic | 772 | PEC Dusk to 24:00 / 5:00 to PEC Dawn Clock 20 lux | 20 | 20
700 - 799 - Part Night Electronic | 773 | PEC Dusk to 24:00 / 05:30 to PEC Dawn Clock 35 Lux | 35 | 18
700 - 799 - Part Night Electronic | 774 | PEC Dusk to 24:00 / 05:30 to PEC Dawn Clock 55 Lux | 55 | 28
700 - 799 - Part Night Electronic | 775 | PEC Dusk to 24.00 / 06.00 to PEC Dawn Clock – 35/18 Lux | 35 | 18
700 - 799 - Part Night Electronic | 776 | PEC Dusk to 22.00 / 06.00 to PEC Dawn Clock – 35/18 Lux | 35 | 18
800 - 899 - Electronic Photo Cell | 806 | Electronic PEC 20/20 | 20 | 20
800 - 899 - Electronic Photo Cell | 807 | Electronic PEC 35/35 | 35 | 35
800 - 899 - Electronic Photo Cell | 808 | Electronic PEC 35/18 | 35 | 18
800 - 899 - Electronic Photo Cell | 809 | Electronic PEC 40/60 | 40 | 60
800 - 899 - Electronic Photo Cell | 810 | Electronic PEC 40/20 | 40 | 20
800 - 899 - Electronic Photo Cell | 811 | Electronic PEC 55/28 | 55 | 28
800 - 899 - Electronic Photo Cell | 812 | Electronic PEC 55/55 | 55 | 55
800 - 899 - Electronic Photo Cell | 813 | Electronic PEC 55/83 | 55 | 83
800 - 899 - Electronic Photo Cell | 821 | Electronic PEC 70/35 | 70 | 35
800 - 899 - Electronic Photo Cell | 822 | Electronic PEC 70/70 | 70 | 70
800 - 899 - Electronic Photo Cell | 823 | Electronic PEC 70/135 | 70 | 135
800 - 899 - Electronic Photo Cell | 824 | Electronic PEC 70/140 | 70 | 140
800 - 899 - Electronic Photo Cell | 825 | Electronic PEC 70/50 | 70 | 50
800 - 899 - Electronic Photo Cell | 826 | Electronic PEC 70/55 | 70 | 55
800 - 899 - Electronic Photo Cell | 831 | Electronic PEC 100/50 | 100 | 50
800 - 899 - Electronic Photo Cell | 832 | Electronic PEC 100/100 | 100 | 100
800 - 899 - Electronic Photo Cell | 833 | Electronic PEC 100/150 | 100 | 150
800 - 899 - Electronic Photo Cell | 834 | Electronic PEC 100/200 | 100 | 200
998 - CMS (Continuous) | 998 | CMS Controlled - Continous Burning
999 - CMS (Switching) | 999 | CMS Controlled - Switched Equipment
A01-AZZ, B01-BZZ and D01-DZZ | A01 | Multi-Level Static Dimming - 70/35 (GMT) | 70 | 35
A01-AZZ, B01-BZZ and D01-DZZ | A02 | Multi-Level Static Dimming - 70/35 (GMT) | 70 | 35
A01-AZZ, B01-BZZ and D01-DZZ | A03 | Multi-Level Static Dimming - 70/35 (GMT) | 70 | 35
A01-AZZ, B01-BZZ and D01-DZZ | A04 | Multi-Level Static Dimming - 70/35 (GMT) | 70 | 35
A01-AZZ, B01-BZZ and D01-DZZ | A05 | Multi-Level Static Dimming - 70/35 (GMT) | 70 | 35
A01-AZZ, B01-BZZ and D01-DZZ | A06 | Multi-Level Static Dimming - 70/35 (GMT) | 70 | 35
A01-AZZ, B01-BZZ and D01-DZZ | A08 | Multi-Level Static Dimming - 70/35 (GMT) | 70 | 35
A01-AZZ, B01-BZZ and D01-DZZ | A09 | Multi-Level Static Dimming - 70/35 (GMT) | 70 | 35
A01-AZZ, B01-BZZ and D01-DZZ | A10 | Multi-Level Static Dimming - 70/35 (GMT) | 70 | 35
A01-AZZ, B01-BZZ and D01-DZZ | B01 | Multi-Level Static Dimming - 55/28 (GMT) | 55 | 28
- | C01 | Multi-Level Static Dimming - Sunset + 15 to Sunrise - 15 (GMT)
- | C02 | Multi-Level Static Dimming - Sunset + 15 to Sunrise - 15 (GMT)
- | C03 | Multi-Level Static Dimming - Sunset + 15 to Sunrise - 15 (GMT) |  |  | 15 | 15
A01-AZZ, B01-BZZ and D01-DZZ | D01 | Multi-Level Static Dimming - 35/18 (GMT) | 35 | 18
A01-AZZ, B01-BZZ and D01-DZZ | D02 | Multi-Level Static Dimming - 35/18 (GMT) | 35 | 18
A01-AZZ, B01-BZZ and D01-DZZ | D03 | Multi-Level Static Dimming - 35/18 (GMT) | 35 | 18
A01-AZZ, B01-BZZ and D01-DZZ | D04 | Multi-Level Static Dimming -35/18 (GMT) | 35 | 18
A01-AZZ, B01-BZZ and D01-DZZ | D05 | Multi-Level Static Dimming - 35/18 (GMT) | 35 | 18
A01-AZZ, B01-BZZ and D01-DZZ | D06 | Multi-Level Static Dimming - 35/18 (GMT) | 35 | 18
A01-AZZ, B01-BZZ and D01-DZZ | D07 | Multi-Level Static Dimming - 35/18 (GMT) | 35 | 18
A01-AZZ, B01-BZZ and D01-DZZ | D08 | Multi-Level Static Dimming - 35/18 (GMT) | 35 | 18
A01-AZZ, B01-BZZ and D01-DZZ | D09 | Multi-Level Static Dimming - 35/18 (GMT) | 35 | 18
A01-AZZ, B01-BZZ and D01-DZZ | D10 | Multi-Level Static Dimming - 35/18 (GMT) | 35 | 18
A01-AZZ, B01-BZZ and D01-DZZ | D11 | Multi-Level Static Dimming - 35/18 (GMT) | 35 | 18
A01-AZZ, B01-BZZ and D01-DZZ | D12 | Multi-Level Static Dimming - 35/18 (GMT) | 35 | 18
A01-AZZ, B01-BZZ and D01-DZZ | D13 | Multi-Level Static Dimming - 35/18 (GMT) | 35 | 18
A01-AZZ, B01-BZZ and D01-DZZ | D14 | Multi-Level Static Dimming - 35/18 (GMT) | 35 | 18
A01-AZZ, B01-BZZ and D01-DZZ | D15 | Multi-Level Static Dimming - 35/18 (GMT) | 35 | 18
A01-AZZ, B01-BZZ and D01-DZZ | D16 | Multi-Level Static Dimming - 35/18 (GMT) | 35 | 18
A01-AZZ, B01-BZZ and D01-DZZ | D17 | Multi-Level Static Dimming - 35/18 (GMT) | 35 | 18
A01-AZZ, B01-BZZ and D01-DZZ | D18 | Multi-Level Static Dimming - 35/18 (GMT) | 35 | 18
A01-AZZ, B01-BZZ and D01-DZZ | D19 | Multi-Level Static Dimming - 35/18 (GMT) | 35 | 18
A01-AZZ, B01-BZZ and D01-DZZ | D20 | Multi-Level Static Dimming - 35/18 (GMT) | 35 | 18
A01-AZZ, B01-BZZ and D01-DZZ | D21 | Multi-Level Static Dimming - 35/18 (GMT) | 35 | 18
A01-AZZ, B01-BZZ and D01-DZZ | D22 | Multi-Level Static Dimming - 35/18 (GMT) | 35 | 18
A01-AZZ, B01-BZZ and D01-DZZ | D23 | Multi-Level Static Dimming - 35/18 (GMT) | 35 | 18
A01-AZZ, B01-BZZ and D01-DZZ | D24 | Multi-Level Static Dimming - 35/18 (GMT) | 35 | 18
A01-AZZ, B01-BZZ and D01-DZZ | D25 | Multi-Level Static Dimming - 35/18 (GMT) | 35 | 18
A01-AZZ, B01-BZZ and D01-DZZ | D26 | Multi-Level Static Dimming - 35/18 (GMT) | 35 | 18
A01-AZZ, B01-BZZ and D01-DZZ | D27 | Multi-Level Static Dimming - 35/18 (GMT) | 35 | 18
A01-AZZ, B01-BZZ and D01-DZZ | D28 | Multi-Level Static Dimming - 35/18 (GMT) | 35 | 18
A01-AZZ, B01-BZZ and D01-DZZ | D29 | Multi-Level Static Dimming - 35/18 (GMT) | 35 | 18
A01-AZZ, B01-BZZ and D01-DZZ | D30 | Multi-Level Static Dimming - 35/18 (GMT) | 35 | 18
A01-AZZ, B01-BZZ and D01-DZZ | D31 | Multi-Level Static Dimming - 35/18 (GMT) | 35 | 18
A01-AZZ, B01-BZZ and D01-DZZ | D32 | Multi-Level Static Dimming - 35/18 (GMT) | 35 | 18
A01-AZZ, B01-BZZ and D01-DZZ | D33 | Multi-Level Static Dimming - 35/18 (GMT) | 35 | 18
A01-AZZ, B01-BZZ and D01-DZZ | D34 | Multi-Level Static Dimming - 35/18 (GMT) | 35 | 18
A01-AZZ, B01-BZZ and D01-DZZ | D35 | Multi-Level Static Dimming - 35/18 (GMT) | 35 | 18
A01-AZZ, B01-BZZ and D01-DZZ | D36 | Multi-Level Static Dimming - 35/18 (GMT) | 35 | 18
A01-AZZ, B01-BZZ and D01-DZZ | D37 | Multi-Level Static Dimming - 35/18 (GMT) | 35 | 18
A01-AZZ, B01-BZZ and D01-DZZ | D38 | Multi-Level Static Dimming - 35/18 (GMT) | 35 | 18
A01-AZZ, B01-BZZ and D01-DZZ | D39 | Multi-Level Static Dimming - 35/18 (GMT) | 35 | 18
A01-AZZ, B01-BZZ and D01-DZZ | D40 | Multi-Level Static Dimming - 35/18 (GMT) | 35 | 18
A01-AZZ, B01-BZZ and D01-DZZ | D41 | Multi-Level Static Dimming - 35/18 (GMT) | 35 | 18
A01-AZZ, B01-BZZ and D01-DZZ | D42 | Multi-Level Static Dimming - 35/18 (GMT) | 35 | 18
A01-AZZ, B01-BZZ and D01-DZZ | D43 | Multi-Level Static Dimming - 35/18 (GMT) | 35 | 18
A01-AZZ, B01-BZZ and D01-DZZ | D44 | Multi-Level Static Dimming - 35/18 (GMT) | 35 | 18
A01-AZZ, B01-BZZ and D01-DZZ | D45 | Multi-Level Static Dimming - 35/18 (GMT) | 35 | 18
A01-AZZ, B01-BZZ and D01-DZZ | D46 | Multi-Level Static Dimming - 35/18 (GMT) | 35 | 18
A01-AZZ, B01-BZZ and D01-DZZ | D47 | Multi-Level Static Dimming - 35/18 (GMT) | 35 | 18
A01-AZZ, B01-BZZ and D01-DZZ | D48 | Multi-Level Static Dimming - 35/18 (GMT) | 35 | 18
A01-AZZ, B01-BZZ and D01-DZZ | D49 | Multi-Level Static Dimming - 35/18 (GMT) | 35 | 18
A01-AZZ, B01-BZZ and D01-DZZ | D50 | Multi-Level Static Dimming - 35/18 (GMT) | 35 | 18
A01-AZZ, B01-BZZ and D01-DZZ | D51 | Multi-Level Static Dimming - 35/18 (GMT) | 35 | 18
A01-AZZ, B01-BZZ and D01-DZZ | D52 | Multi-Level Static Dimming - 35/18 (GMT) | 35 | 18
A01-AZZ, B01-BZZ and D01-DZZ | D53 | Multi-Level Static Dimming - 35/18 (GMT) | 35 | 18
A01-AZZ, B01-BZZ and D01-DZZ | D54 | Multi-Level Static Dimming - 35/18 (GMT) | 35 | 18
A01-AZZ, B01-BZZ and D01-DZZ | D55 | Multi-Level Static Dimming - 35/18 (GMT) | 35 | 18
A01-AZZ, B01-BZZ and D01-DZZ | D56 | Multi-Level Static Dimming - 35/18 (GMT) | 35 | 18
A01-AZZ, B01-BZZ and D01-DZZ | D57 | Multi-Level Static Dimming - 35/18 (GMT) | 35 | 18
A01-AZZ, B01-BZZ and D01-DZZ | D58 | Multi-Level Static Dimming - 35/18 (GMT) | 35 | 18
A01-AZZ, B01-BZZ and D01-DZZ | D59 | Variable Power Switch Regime - 35/18 (GMT) | 35 | 18
A01-AZZ, B01-BZZ and D01-DZZ | D60 | Variable Power Switch Regime - 35/18 (GMT) | 35 | 18
A01-AZZ, B01-BZZ and D01-DZZ | D61 | Variable Power Switch Regime - 35/18 (GMT) | 35 | 18
A01-AZZ, B01-BZZ and D01-DZZ | D62 | Variable Power Switch Regime - 35/18 (GMT) | 35 | 18
A01-AZZ, B01-BZZ and D01-DZZ | D63 | Variable Power Switch Regime - 35/18 (GMT) | 35 | 18
A01-AZZ, B01-BZZ and D01-DZZ | D64 | Variable Power Switch Regime - 35/18 (GMT) | 35 | 18
A01-AZZ, B01-BZZ and D01-DZZ | D65 | Variable Power Switch Regime - 35/18 (GMT) | 35 | 18
A01-AZZ, B01-BZZ , D01-DZZ & F01-FZZ | A11 | Variable Power Switch Regime - 70/35 (GMT) | 70 | 35
A01-AZZ, B01-BZZ , D01-DZZ & F01-FZZ | A12 | Variable Power Switch Regime - 70/35 (GMT) | 70 | 35
A01-AZZ, B01-BZZ , D01-DZZ & F01-FZZ | A13 | Variable Power Switch Regime - 70/35 (CLK) | 70 | 35
A01-AZZ, B01-BZZ , D01-DZZ & F01-FZZ | A14 | Variable Power Switch Regime - 70/35 (CLK) | 70 | 35
A01-AZZ, B01-BZZ , D01-DZZ & F01-FZZ | A15 | Variable Power Switch Regime - 70/35 (CLK) | 70 | 35
A01-AZZ, B01-BZZ , D01-DZZ & F01-FZZ | A16 | Variable Power Switch Regime - 70/35 (CLK) | 70 | 35
A01-AZZ, B01-BZZ , D01-DZZ & F01-FZZ | A17 | Variable Power Switch Regime - 70/35 (CLK) | 70 | 35
A01-AZZ, B01-BZZ , D01-DZZ & F01-FZZ | A18 | Variable Power Switch Regime - 70/35 (GMT) | 70 | 35
A01-AZZ, B01-BZZ , D01-DZZ & F01-FZZ | A19 | Variable Power Switch Regime - 70/35 (GMT) | 70 | 35
A01-AZZ, B01-BZZ , D01-DZZ & F01-FZZ | A20 | Variable Power Switch Regime 70/35 - (GMT) | 70 | 35
A01-AZZ, B01-BZZ , D01-DZZ & F01-FZZ | B02 | Variable Power Switch Regime - 55/28 (GMT) | 55 | 28
A01-AZZ, B01-BZZ , D01-DZZ & F01-FZZ | B03 | Variable Power Switch Regime - 55/28 (GMT) | 55 | 28
A01-AZZ, B01-BZZ , D01-DZZ & F01-FZZ | B04 | Variable Power Switch Regime - 55/28 (GMT) | 55 | 28
A01-AZZ, B01-BZZ , D01-DZZ & F01-FZZ | B05 | Variable Power Switch Regime - 55/28 (GMT) | 55 | 28
A01-AZZ, B01-BZZ , D01-DZZ & F01-FZZ | C01 | Variable Power Switch Regime - Sunset + 15 to Sunrise - 15 (GMT) |  |  | 15 | 15
A01-AZZ, B01-BZZ , D01-DZZ & F01-FZZ | C02 | Variable Power Switch Regime - Sunset + 15 to Sunrise - 15 (GMT) |  |  | 15 | 15
A01-AZZ, B01-BZZ , D01-DZZ & F01-FZZ | C03 | Variable Power Switch Regime - Sunset + 15 to Sunrise - 15 (GMT) |  |  | 15 | 15
A01-AZZ, B01-BZZ , D01-DZZ & F01-FZZ | C04 | Variable Power Switch Regime - Sunset + 15 to Sunrise - 15 (GMT) |  |  | 15 | 15
A01-AZZ, B01-BZZ , D01-DZZ & F01-FZZ | D66 | Variable Power Switch Regime - 35/18 (GMT) | 35 | 18
A01-AZZ, B01-BZZ , D01-DZZ & F01-FZZ | D67 | Variable Power Switch Regime - 35/18 (GMT) | 35 | 18
A01-AZZ, B01-BZZ , D01-DZZ & F01-FZZ | D68 | Variable Power Switch Regime - 35/18 (GMT) | 35 | 18
A01-AZZ, B01-BZZ , D01-DZZ & F01-FZZ | D69 | Variable Power Switch Regime - 35/18 (GMT) | 35 | 18
A01-AZZ, B01-BZZ , D01-DZZ & F01-FZZ | D70 | Variable Power Switch Regime - 35/18 (GMT) | 35 | 18
A01-AZZ, B01-BZZ , D01-DZZ & F01-FZZ | D71 | Variable Power Switch Regime - 35/18 (GMT) | 35 | 18
A01-AZZ, B01-BZZ , D01-DZZ & F01-FZZ | D72 | Variable Power Switch Regime - 35/18 (GMT) | 35 | 18
A01-AZZ, B01-BZZ , D01-DZZ & F01-FZZ | D73 | Variable Power Switch Regime - 35/18 (GMT) | 35 | 18
A01-AZZ, B01-BZZ , D01-DZZ & F01-FZZ | D74 | Variable Power Switch Regime - 35/18 (CLK) | 35 | 18
A01-AZZ, B01-BZZ , D01-DZZ & F01-FZZ | D75 | Variable Power Switch Regime - 35/18 (GMT) | 35 | 18
A01-AZZ, B01-BZZ , D01-DZZ & F01-FZZ | D76 | Variable Power Switch Regime - 35/18 (GMT) | 35 | 18
A01-AZZ, B01-BZZ , D01-DZZ & F01-FZZ | D77 | Variable Power Switch Regime - 35/18 (GMT) | 35 | 18
A01-AZZ, B01-BZZ , D01-DZZ & F01-FZZ | D78 | Variable Power Switch Regime - 35/18 (GMT) | 35 | 18
A01-AZZ, B01-BZZ , D01-DZZ & F01-FZZ | D79 | Variable Power Switch Regime - 35/18 (CLK) | 35 | 18
A01-AZZ, B01-BZZ , D01-DZZ & F01-FZZ | D80 | Variable Power Switch Regime - 35/18 (GMT) | 35 | 18
A01-AZZ, B01-BZZ , D01-DZZ & F01-FZZ | D81 | Variable Power Switch Regime - 35/18 (GMT) | 35 | 18
A01-AZZ, B01-BZZ , D01-DZZ & F01-FZZ | D82 | Variable Power Switch Regime - 35/18 (GMT) | 35 | 18
A01-AZZ, B01-BZZ , D01-DZZ & F01-FZZ | D83 | Variable Power Switch Regime - 35/18 (CLK) | 35 | 18
A01-AZZ, B01-BZZ , D01-DZZ & F01-FZZ | D84 | Variable Power Switch Regime - 35/18 GMT | 35 | 18
A01-AZZ, B01-BZZ , D01-DZZ & F01-FZZ | D85 | Variable Power Switch Regime - 35/18 (CLK) | 35 | 18
A01-AZZ, B01-BZZ , D01-DZZ & F01-FZZ | D86 | Variable Power Switch Regime - 35/18 (CLK) | 35 | 18
A01-AZZ, B01-BZZ , D01-DZZ & F01-FZZ | D87 | Variable Power Switch Regime - 35/18 (GMT) | 35 | 18
A01-AZZ, B01-BZZ , D01-DZZ & F01-FZZ | D88 | Variable Power Switch Regime - 35/18 (GMT) | 35 | 18
A01-AZZ, B01-BZZ , D01-DZZ & F01-FZZ | D89 | Variable Power Switch Regime - 35/18 (GMT) | 35 | 18
A01-AZZ, B01-BZZ , D01-DZZ & F01-FZZ | D90 | Variable Power Switch Regime - 35/18 (GMT) | 35 | 18
A01-AZZ, B01-BZZ , D01-DZZ & F01-FZZ | D91 | Variable Power Switch Regime - 35/18 (GMT) | 35 | 18
A01-AZZ, B01-BZZ , D01-DZZ & F01-FZZ | D92 | Variable Power Switch Regime - 35/18 (GMT) | 35 | 18
A01-AZZ, B01-BZZ , D01-DZZ & F01-FZZ | D93 | Variable Power Switch Regime - 35/18 (CLK) | 35 | 18
A01-AZZ, B01-BZZ , D01-DZZ & F01-FZZ | D94 | Variable Power Switch Regime - 35/18 (GMT) | 35 | 18
A01-AZZ, B01-BZZ , D01-DZZ & F01-FZZ | D95 | Variable Power Switch Regime - 35/18 (GMT) | 35 | 18
A01-AZZ, B01-BZZ , D01-DZZ & F01-FZZ | D96 | Variable Power Switch Regime - 35/18 (CLK) | 35 | 18
A01-AZZ, B01-BZZ , D01-DZZ & F01-FZZ | D97 | Variable Power Switch Regime - 35/18 (GMT) | 35 | 18
A01-AZZ, B01-BZZ , D01-DZZ & F01-FZZ | D98 | Variable Power Switch Regime - 35/18 (CLK) | 35 | 18
A01-AZZ, B01-BZZ , D01-DZZ & F01-FZZ | D99 | Variable Power Switch Regime - 35/18 (GMT) | 35 | 18
A01-AZZ, B01-BZZ , D01-DZZ & F01-FZZ | DA0 | Variable Power Switch Regime - 35/18 (GMT) | 35 | 18
A01-AZZ, B01-BZZ , D01-DZZ & F01-FZZ | DA1 | Variable Power Switch Regime - 35/18 (GMT) | 35 | 18
A01-AZZ, B01-BZZ , D01-DZZ & F01-FZZ | DA2 | Variable Power Switch Regime - 35/18 (GMT) | 35 | 18
A01-AZZ, B01-BZZ , D01-DZZ & F01-FZZ | DA3 | Variable Power Switch Regime - 35/18 (GMT) | 35 | 18
A01-AZZ, B01-BZZ , D01-DZZ & F01-FZZ | DA4 | Variable Power Switch Regime - 35/18 (CLK) | 35 | 18
A01-AZZ, B01-BZZ , D01-DZZ & F01-FZZ | DA5 | Variable Power Switch Regime - 35/18 (GMT) | 35 | 18
A01-AZZ, B01-BZZ , D01-DZZ & F01-FZZ | DA6 | Variable Power Switch Regime - 35/18 (CLK) | 35 | 18
A01-AZZ, B01-BZZ , D01-DZZ & F01-FZZ | DA7 | Variable Power Switch Regime - 35/18 (CLK) | 35 | 18
A01-AZZ, B01-BZZ , D01-DZZ & F01-FZZ | DA8 | Variable Power Switch Regime - 35/18 (GMT) | 35 | 18
A01-AZZ, B01-BZZ , D01-DZZ & F01-FZZ | DA9 | Variable Power Switch Regime - 35/18 (GMT) | 35 | 18
A01-AZZ, B01-BZZ , D01-DZZ & F01-FZZ | DB0 | Variable Power Switch Regime - 35/18 (CLK) | 35 | 18
A01-AZZ, B01-BZZ , D01-DZZ & F01-FZZ | DB1 | Variable Power Switch Regime - 35/18 (GMT) | 35 | 18
A01-AZZ, B01-BZZ , D01-DZZ & F01-FZZ | DB2 | Variable Power Switch Regime - 35/18 (GMT) | 35 | 18
A01-AZZ, B01-BZZ , D01-DZZ & F01-FZZ | DB3 | Variable Power Switch Regime 35/18 - (CLK) | 35 | 18
A01-AZZ, B01-BZZ , D01-DZZ & F01-FZZ | DB4 | Variable Power Switch Regime 35/18 - (GMT) | 35 | 18
A01-AZZ, B01-BZZ , D01-DZZ & F01-FZZ | DB5 | Variable Power Switch Regime 35/18 - (GMT) | 35 | 18
A01-AZZ, B01-BZZ , D01-DZZ & F01-FZZ | DB6 | Variable Power Switch Regime 35/18 - (GMT) | 35 | 18
A01-AZZ, B01-BZZ , D01-DZZ & F01-FZZ | DB7 | Variable Power Switch Regime 35/18 - (GMT) | 35 | 18
A01-AZZ, B01-BZZ , D01-DZZ & F01-FZZ | F01 | Variable Power Switch Regime - 20/20 (GMT) | 20 | 20
A01-AZZ, B01-BZZ , D01-DZZ & F01-FZZ | F02 | Variable Power Switch Regime - 20/20 (GMT) | 20 | 20
A01-AZZ, B01-BZZ , D01-DZZ & F01-FZZ | F03 | Variable Power Switch Regime - 20/20 (GMT) | 20 | 20
A01-AZZ, B01-BZZ , D01-DZZ & F01-FZZ | F04 | Variable Power Switch Regime - 20/20 (GMT) | 20 | 20
A01-AZZ, B01-BZZ , D01-DZZ & F01-FZZ | F05 | Variable Power Switch Regime - 20/20 (GMT) | 20 | 20
A01-AZZ, B01-BZZ , D01-DZZ & F01-FZZ | F06 | Variable Power Switch Regime - 20/20 (CLK) | 20 | 20
A01-AZZ, B01-BZZ , D01-DZZ & F01-FZZ | F07 | Variable Power Switch Regime - 20/20 (GMT) | 20 | 20
A01-AZZ, B01-BZZ , D01-DZZ & F01-FZZ | F08 | Variable Power Switch Regime - 20/20 (GMT) | 20 | 20
A01-AZZ, B01-BZZ , D01-DZZ & F01-FZZ | F09 | Variable Power Switch Regime - 20/20 (GMT) | 20 | 20
A01-AZZ, B01-BZZ , D01-DZZ & F01-FZZ | F10 | Variable Power Switch Regime - 20/20 (GMT) | 20 | 20
A01-AZZ, B01-BZZ , D01-DZZ & F01-FZZ | F11 | Variable Power Switch Regime - 20/20 (GMT) | 20 | 20
A01-AZZ, B01-BZZ , D01-DZZ & F01-FZZ | F12 | Variable Power Switch Regime - 20/20 (GMT) | 20 | 20
A01-AZZ, B01-BZZ , D01-DZZ & F01-FZZ | F13 | Variable Power Switch Regime - 20/20 (GMT) | 20 | 20
A01-AZZ, B01-BZZ , D01-DZZ & F01-FZZ | F14 | Variable Power Switch Regime - 20/20 (CLK) | 20 | 20
A01-AZZ, B01-BZZ , D01-DZZ & F01-FZZ | F15 | Variable Power Switch Regime - 20/20 (CLK) | 20 | 20
A01-AZZ, B01-BZZ , D01-DZZ & F01-FZZ | F16 | Variable Power Switch Regime - 20/20 (GMT) | 20 | 20
010 to 018 - Manually Switched | 10 | School Crossing Patrol Flashers (585 hours per year)
010 to 018 - Manually Switched | 11 | School Crossing Patrol Flashers (439 hours per year)
010 to 018 - Manually Switched | 12 | School Crossing Patrol Flashers (488 hours per year)
010 to 018 - Manually Switched | 13 | School Crossing Patrol Flashers (585 hours per year)
010 to 018 - Manually Switched | 14 | School Crossing Patrol Flashers (683 hours per year)
010 to 018 - Manually Switched | 15 | School Crossing Patrol Flashers (731 hours per year)
010 to 018 - Manually Switched | 16 | School Crossing Patrol Flashers (780 hours per year)
010 to 018 - Manually Switched | 17 | School Crossing Patrol Flashers (829 hours per year)
010 to 018 - Manually Switched | 18 | School Crossing Patrol Flashers (897 hours per year)

## Selecting Switch Regime backup (hidden)
Switch Regime Range | Switch Regime | Period of Operation | Lux On | Lux Off | After Sunset | Before Sunrise
1 - Continuous | 1 | Continuous - No switching - 24 Hour Burning
030 to 036 - Manually Switched | 30 | Manually switched e.g. school patrol X lights
030 to 036 - Manually Switched | 31 | School Crossing Patrol Flashers (360 hours per year)
030 to 036 - Manually Switched | 32 | School Crossing Patrol Flashers (450 hours per year)
030 to 036 - Manually Switched | 33 | School Crossing Patrol Flashers (500 hours per year)
030 to 036 - Manually Switched | 34 | School Crossing Patrol Flashers (483 hours per year)
030 to 036 - Manually Switched | 36 | School Crossing Patrol Flashers (231 hours per year)
78 - Part Time Traffic | 78 | Part Time Traffic Signals
79 - Part Time Traffic | 79 | Part Time Traffic Signals
100 - Infra Red Photo Cells | 100 | Infra Red Photo Detector (Generic ) | 102 | 102 | -87 | -87
200 to 210, 370 & 380 - Full Night Time | 200 | Dusk to Dawn |  |  | 30 | 30
200 to 210, 370 & 380 - Full Night Time | 201 | Dawn to Dusk |  |  | 30 | 30
200 to 210, 370 & 380 - Full Night Time | 205 | Offset Dusk to Offset Dawn |  |  | 15 | 15
200 to 210, 370 & 380 - Full Night Time | 206 | Offset Dusk (10 min) to Offset Dawn (11 min) |  |  | 10 | 11
200 to 210, 370 & 380 - Full Night Time | 207 | Offset Dusk (3 min) to Offset Dawn (3 min) |  |  | 3 | 3
200 to 210, 370 & 380 - Full Night Time | 208 | Offset Dusk (8 min) to Offset Dawn (8 min) |  |  | 8 | 8
200 to 210, 370 & 380 - Full Night Time | 210 | Sunset to Sunrise
219 to 369, 371 to 377 & 381 - Part Night Time | 219 | Dusk to 21.00 |  |  | 30
219 to 369, 371 to 377 & 381 - Part Night Time | 220 | Dusk to 22.00 |  |  | 30
219 to 369, 371 to 377 & 381 - Part Night Time | 221 | Dusk to 23.00 |  |  | 30
219 to 369, 371 to 377 & 381 - Part Night Time | 222 | Dusk to 23.30 |  |  | 30
219 to 369, 371 to 377 & 381 - Part Night Time | 223 | Dusk to 24.00 |  |  | 30
219 to 369, 371 to 377 & 381 - Part Night Time | 224 | Dusk to 01.00 |  |  | 30
219 to 369, 371 to 377 & 381 - Part Night Time | 225 | Dusk to 21:30 |  |  | 30
219 to 369, 371 to 377 & 381 - Part Night Time | 235 | Dusk to 22.00 / 04.30 to Dawn |  |  | 30 | 30
219 to 369, 371 to 377 & 381 - Part Night Time | 236 | Dusk to 22.00 / 05.30 to Dawn |  |  | 30 | 30
219 to 369, 371 to 377 & 381 - Part Night Time | 237 | Dusk to 22.00 / 06.30 to Dawn |  |  | 30 | 30
219 to 369, 371 to 377 & 381 - Part Night Time | 240 | Dusk to 23.00 / 04.30 to Dawn |  |  | 30 | 30
219 to 369, 371 to 377 & 381 - Part Night Time | 241 | Dusk to 23.00 / 05.30 to Dawn |  |  | 30 | 30
219 to 369, 371 to 377 & 381 - Part Night Time | 242 | Dusk to 23.00 / 06.30 to Dawn |  |  | 30 | 30
219 to 369, 371 to 377 & 381 - Part Night Time | 245 | Dusk to 23.30 / 04.30 to Dawn |  |  | 30 | 30
219 to 369, 371 to 377 & 381 - Part Night Time | 246 | Dusk to 23.30 / 05.30 to Dawn |  |  | 30 | 30
219 to 369, 371 to 377 & 381 - Part Night Time | 247 | Dusk to 23.30 / 06.30 to Dawn |  |  | 30 | 30
219 to 369, 371 to 377 & 381 - Part Night Time | 250 | Dusk to 24.00 / 04.30 to Dawn |  |  | 30 | 30
219 to 369, 371 to 377 & 381 - Part Night Time | 251 | Dusk to 24.00 / 05.30 to Dawn |  |  | 30 | 30
219 to 369, 371 to 377 & 381 - Part Night Time | 252 | Dusk to 24.00 / 06.30 to Dawn |  |  | 30 | 30
219 to 369, 371 to 377 & 381 - Part Night Time | 253 | Dusk to 24.00 / 06.45 to Dawn |  |  | 30 | 30
219 to 369, 371 to 377 & 381 - Part Night Time | 255 | Dusk to 01.00 / 04.30 to Dawn |  |  | 30 | 30
219 to 369, 371 to 377 & 381 - Part Night Time | 256 | Dusk to 01.00 / 05.30 to Dawn |  |  | 30 | 30
219 to 369, 371 to 377 & 381 - Part Night Time | 257 | Dusk to 01.00 / 06.30 to Dawn |  |  | 30 | 30
219 to 369, 371 to 377 & 381 - Part Night Time | 258 | Dusk to 24.00 / 05.00 to Dawn |  |  | 30 | 30
219 to 369, 371 to 377 & 381 - Part Night Time | 259 | Dusk to 01.00 / 05.00 to Dawn |  |  | 30 | 30
219 to 369, 371 to 377 & 381 - Part Night Time | 270 | Offset Dusk to 22.00 |  |  | 15
219 to 369, 371 to 377 & 381 - Part Night Time | 271 | Offset Dusk to 23.00 |  |  | 15
219 to 369, 371 to 377 & 381 - Part Night Time | 272 | Offset Dusk to 23.30 |  |  | 15
219 to 369, 371 to 377 & 381 - Part Night Time | 273 | Offset Dusk to 24.00 |  |  | 15
219 to 369, 371 to 377 & 381 - Part Night Time | 274 | Offset Dusk to 01.00 |  |  | 15
219 to 369, 371 to 377 & 381 - Part Night Time | 280 | Offset Dusk to 22.00 / 04.30 to Offset Dawn |  |  | 15 | 15
219 to 369, 371 to 377 & 381 - Part Night Time | 281 | Offset Dusk to 22.00 / 05.30 to Offset Dawn |  |  | 15 | 15
219 to 369, 371 to 377 & 381 - Part Night Time | 282 | Offset Dusk to 22.00 / 06.30 to Offset Dawn |  |  | 15 | 15
219 to 369, 371 to 377 & 381 - Part Night Time | 285 | Offset Dusk to 23.00 / 04.30 to Offset Dawn |  |  | 15 | 15
219 to 369, 371 to 377 & 381 - Part Night Time | 286 | Offset Dusk to 23.00 / 05.30 to Offset Dawn |  |  | 15 | 15
219 to 369, 371 to 377 & 381 - Part Night Time | 287 | Offset Dusk to 23.00 / 06.30 to Offset Dawn |  |  | 15 | 15
219 to 369, 371 to 377 & 381 - Part Night Time | 290 | Offset Dusk to 23.30 / 04.30 to Offset Dawn |  |  | 15 | 15
219 to 369, 371 to 377 & 381 - Part Night Time | 291 | Offset Dusk to 23.30 / 05.30 to Offset Dawn |  |  | 15 | 15
219 to 369, 371 to 377 & 381 - Part Night Time | 292 | Offset Dusk to 23.30 / 06.30 to Offset Dawn |  |  | 15 | 15
219 to 369, 371 to 377 & 381 - Part Night Time | 295 | Offset Dusk to 24.00 / 04.30 to Offset Dawn |  |  | 15 | 15
219 to 369, 371 to 377 & 381 - Part Night Time | 296 | Offset Dusk to 24.00 / 05.30 to Offset Dawn |  |  | 15 | 15
219 to 369, 371 to 377 & 381 - Part Night Time | 297 | Offset Dusk to 24.00 / 06.30 to Offset Dawn |  |  | 15 | 15
219 to 369, 371 to 377 & 381 - Part Night Time | 300 | Offset Dusk to 01.00 / 04.30 to Offset Dawn |  |  | 15 | 15
219 to 369, 371 to 377 & 381 - Part Night Time | 301 | Offset Dusk to 01.00 / 05.30 to Offset Dawn |  |  | 15 | 15
219 to 369, 371 to 377 & 381 - Part Night Time | 302 | Offset Dusk to 01.00 / 06.30 to Offset Dawn |  |  | 15 | 15
219 to 369, 371 to 377 & 381 - Part Night Time | 310 | Sunset to 01.00 / 05.00 to Sunrise
219 to 369, 371 to 377 & 381 - Part Night Time | 311 | OffSet Dusk to 01.00 / 05.30 to Dawn |  |  | 15 | 30
219 to 369, 371 to 377 & 381 - Part Night Time | 312 | Offset Dusk to 01.00 / 06.30 to Dawn |  |  | 15 | 30
219 to 369, 371 to 377 & 381 - Part Night Time | 313 | Offset Dusk to 24.00 / 05.30 to Offset Dawn |  |  | 15 | 15
219 to 369, 371 to 377 & 381 - Part Night Time | 320 | Sunset to 22.00
219 to 369, 371 to 377 & 381 - Part Night Time | 321 | Sunset to 23.00
219 to 369, 371 to 377 & 381 - Part Night Time | 322 | Sunset to 23.30
219 to 369, 371 to 377 & 381 - Part Night Time | 323 | Sunset to 24.00
219 to 369, 371 to 377 & 381 - Part Night Time | 324 | Sunset to 01.00
219 to 369, 371 to 377 & 381 - Part Night Time | 330 | Sunset to 22.00 / 04.30 to Sunrise
219 to 369, 371 to 377 & 381 - Part Night Time | 331 | Sunset to 22.00 / 05.30 to Sunrise
219 to 369, 371 to 377 & 381 - Part Night Time | 332 | Sunset to 22.00 / 06.30 to Sunrise
219 to 369, 371 to 377 & 381 - Part Night Time | 335 | Sunset to 23.00 / 04.30 to Sunrise
219 to 369, 371 to 377 & 381 - Part Night Time | 336 | Sunset to 23.00 / 05.30 to Sunrise
219 to 369, 371 to 377 & 381 - Part Night Time | 337 | Sunset to 23.00 / 06.30 to Sunrise
219 to 369, 371 to 377 & 381 - Part Night Time | 340 | Sunset to 23.30 / 04.30 to Sunrise
219 to 369, 371 to 377 & 381 - Part Night Time | 341 | Sunset to 23.30 / 05.30 to Sunrise
219 to 369, 371 to 377 & 381 - Part Night Time | 342 | Sunset to 23.30 / 06.30 to Sunrise
219 to 369, 371 to 377 & 381 - Part Night Time | 345 | Sunset to 24.00 / 04.30 to Sunrise
219 to 369, 371 to 377 & 381 - Part Night Time | 346 | Sunset to 24.00 / 05.30 to Sunrise
219 to 369, 371 to 377 & 381 - Part Night Time | 347 | Sunset to 24.00 / 06.30 to Sunrise
219 to 369, 371 to 377 & 381 - Part Night Time | 348 | Sunset to 24.00 / 06.45 to Sunrise
219 to 369, 371 to 377 & 381 - Part Night Time | 349 | Sunset to 24.00 / 05.00 to Sunrise
219 to 369, 371 to 377 & 381 - Part Night Time | 350 | Sunset to 01.00 / 04.30 to Sunrise
219 to 369, 371 to 377 & 381 - Part Night Time | 351 | Sunset to 01.00 / 05.30 to Sunrise
219 to 369, 371 to 377 & 381 - Part Night Time | 352 | Sunset to 01.00 / 06.30 to Sunrise
219 to 369, 371 to 377 & 381 - Part Night Time | 353 | Dusk to 01.00/ 05.00 to Dawn
219 to 369, 371 to 377 & 381 - Part Night Time | 362 | Sunset to 24.00 / 06.45 to Dawn |  |  |  | 30
219 to 369, 371 to 377 & 381 - Part Night Time | 363 | Dusk to 24.00 / 06.45 to Sunrise |  |  | 30
219 to 369, 371 to 377 & 381 - Part Night Time | 364 | Offset Dusk to 24.00 / 06.45 to Offset Dawn |  |  | 15 | 15
219 to 369, 371 to 377 & 381 - Part Night Time | 365 | Offset Dusk to 24.00 / 05.00 to Dawn |  |  | 15 | 30
219 to 369, 371 to 377 & 381 - Part Night Time | 366 | Sunset to 24.00 / 05.00 to Dawn |  |  |  | 30
219 to 369, 371 to 377 & 381 - Part Night Time | 367 | Dusk to 24.00 / 05.00 to Sunrise |  |  | 30
219 to 369, 371 to 377 & 381 - Part Night Time | 368 | Dusk to 24.00 / 05.30 to Sunrise |  |  | 30
219 to 369, 371 to 377 & 381 - Part Night Time | 369 | Dusk to 24.00 / 06.30 to Sunrise |  |  | 30
200 to 210, 370 & 380 - Full Night Time | 370 | Sunset to Dawn |  |  |  | 30
219 to 369, 371 to 377 & 381 - Part Night Time | 371 | 06.00 to 10.30 / 16.00 to midnight
219 to 369, 371 to 377 & 381 - Part Night Time | 372 | 07.00 to midnight
219 to 369, 371 to 377 & 381 - Part Night Time | 373 | 07.00 to 20.00
219 to 369, 371 to 377 & 381 - Part Night Time | 374 | 08.00 to 18.00
219 to 369, 371 to 377 & 381 - Part Night Time | 375 | 16:00 to midnight
219 to 369, 371 to 377 & 381 - Part Night Time | 376 | 16.30 to 01.00
219 to 369, 371 to 377 & 381 - Part Night Time | 377 | 16.30 to 07.00
- | 378 | 20.00 to 04.00
- | 379 | 05:00 to 09:00 / 15:00 to 01:00
200 to 210, 370 & 380 - Full Night Time | 380 | Dusk to Sunrise |  |  | 30
219 to 369, 371 to 377 & 381 - Part Night Time | 381 | 05:00 to 01:00
- | 382 | 08.00 to 20.00
400 - 499 - Thermal Photo Cells | 411 | Thermal PEC 55/110 | 55 | 110
400 - 499 - Thermal Photo Cells | 412 | Thermal PEC 55/138 | 55 | 138
400 - 499 - Thermal Photo Cells | 413 | Thermal PEC 55/165 | 55 | 165
400 - 499 - Thermal Photo Cells | 421 | Thermal PEC 70/140 | 70 | 140
400 - 499 - Thermal Photo Cells | 422 | Thermal PEC 70/175 | 70 | 175
400 - 499 - Thermal Photo Cells | 423 | Thermal PEC 70/210 | 70 | 210
400 - 499 - Thermal Photo Cells | 431 | Thermal PEC 100/200 | 100 | 200
400 - 499 - Thermal Photo Cells | 432 | Thermal PEC 100/250 | 100 | 250
400 - 499 - Thermal Photo Cells | 433 | Thermal PEC 100/300 | 100 | 300
500 -599 - Single Stage | 510 | Dimmed from 19:00 to 06:00 - Bright | 70 | 35
500 -599 - Single Stage | 510 | Dimmed from 19:00 to 06:00 - Dim | 70 | 35
500 -599 - Single Stage | 511 | Dimmed from 19:00 to 07:00 -Bright | 55 | 28
500 -599 - Single Stage | 511 | Dimmed from 19:00 to 07:00 - Dim | 55 | 28
500 -599 - Single Stage | 512 | Dimmed from 19:00 to Dawn - Bright | 70 | 35
500 -599 - Single Stage | 512 | Dimmed from 19:00 to Dawn - Dim | 70 | 35
500 -599 - Single Stage | 513 | Dimmed from 19:00 to 07:00 - Bright | 70 | 35
500 -599 - Single Stage | 513 | Dimmed from 19:00 to 07:00 - Dim | 70 | 35
500 -599 - Single Stage | 514 | Dimmed from 20:00 to 06:00 - Bright | 70 | 35
500 -599 - Single Stage | 514 | Dimmed from 20:00 to 06:00 - Dim | 70 | 35
500 -599 - Single Stage | 515 | Dimmed from 20:30 to 05:30 (GMT) - Bright - 35/18 lux | 35 | 18
500 -599 - Single Stage | 515 | Dimmed from 20:30 to 05:30 (GMT) - Dim - 35/18 lux | 35 | 18
500 -599 - Single Stage | 516 | Dimmed from 20:00 to Dawn - Bright | 70 | 35
500 -599 - Single Stage | 516 | Dimmed from 20:00 to Dawn - Dim | 70 | 35
500 -599 - Single Stage | 517 | Dimming from 19:00 to 07:00 (GMT) - Bright - 35/18 | 35 | 18
500 -599 - Single Stage | 517 | Dimming from 19:00 to 07:00 (GMT) - Dim - 35/18 | 35 | 18
500 -599 - Single Stage | 518 | Dimmed from 21:00 to 06:00 - Bright | 70 | 35
500 -599 - Single Stage | 518 | Dimmed from 21:00 to 06:00 - Dim | 70 | 35
500 -599 - Single Stage | 519 | Dimming from 20:00 to 06:00 (GMT) - Bright - 35/18 | 35 | 18
500 -599 - Single Stage | 519 | Dimming from 20:00 to 06:00 (GMT) - Dim - 35/18 | 35 | 18
500 -599 - Single Stage | 520 | Dimmed from 21:00 to Dawn - Bright | 70 | 35
500 -599 - Single Stage | 520 | Dimmed from 21:00 to Dawn - Dim | 70 | 35
500 -599 - Single Stage | 521 | Dimming from 19:00 to 07:00 (GMT) - Bright - 20/20 | 20 | 20
500 -599 - Single Stage | 521 | Dimming from 19:00 to 07:00 (GMT) - Dim - 20/20 | 20 | 20
500 -599 - Single Stage | 522 | Dimmed from 22:00 to 06:00 - Bright | 70 | 35
500 -599 - Single Stage | 522 | Dimmed from 22:00 to 06:00 - Dim | 70 | 35
500 -599 - Single Stage | 523 | Dimmed from 22:00 to 06:30 (GMT) - Bright - 55/28 | 55 | 28
500 -599 - Single Stage | 523 | Dimmed from 22:00 to 06:30 (GMT) - Dim - 55/28 | 55 | 28
500 -599 - Single Stage | 524 | Dimmed from 22:00 to Dawn - Bright | 70 | 35
500 -599 - Single Stage | 524 | Dimmed from 22:00 to Dawn - Dim | 70 | 35
500 -599 - Single Stage | 526 | Dimmed from 23:00 to 06:00 - Bright | 70 | 35
500 -599 - Single Stage | 526 | Dimmed from 23:00 to 06:00 - Dim | 70 | 35
500 -599 - Single Stage | 528 | Dimmed from 23:00 to Dawn - Bright | 70 | 35
500 -599 - Single Stage | 528 | Dimmed from 23:00 to Dawn - Dim | 70 | 35
500 -599 - Single Stage | 529 | Dimming from 00:00 to 05:00 (GMT) - Bright - 35/18 | 35 | 18
500 -599 - Single Stage | 529 | Dimming from 00:00 to 05:00 (GMT) - Dim - 35/18 | 35 | 18
500 -599 - Single Stage | 530 | Dimmed from 00:00 to 05:00 - Bright | 70 | 35
500 -599 - Single Stage | 530 | Dimmed from 00:00 to 05:00 - Dim | 70 | 35
500 -599 - Single Stage | 531 | Dimming from 00:00 to 05:30 (GMT) - Bright - 35/18 | 35 | 18
500 -599 - Single Stage | 531 | Dimming from 00:00 to 05:30 (GMT) - Dim - 35/18 | 35 | 18
500 -599 - Single Stage | 532 | Dimmed from 00:00 to 06:00 - Bright | 70 | 35
500 -599 - Single Stage | 532 | Dimmed from 00:00 to 06:00 - Dim | 70 | 35
500 -599 - Single Stage | 533 | Dimmed from 22:00 to 06:00 (GMT) - Bright - 55/28 | 55 | 28
500 -599 - Single Stage | 533 | Dimmed from 22:00 to 06:00 (GMT) - Dim - 55/28 | 55 | 28
500 -599 - Single Stage | 534 | Dimmed from 00:00 to Dawn - Bright | 70 | 35
500 -599 - Single Stage | 534 | Dimmed from 00:00 to Dawn - Dim | 70 | 35
500 -599 - Single Stage | 535 | Dimming from 00:00 to 06:00 (GMT) - Bright - 35/18 | 35 | 18
500 -599 - Single Stage | 535 | Dimming from 00:00 to 06:00 (GMT) - Dim - 35/18 | 35 | 18
500 -599 - Single Stage | 536 | Dimmed from 01:00 to 05:00 - Bright | 70 | 35
500 -599 - Single Stage | 536 | Dimmed from 01:00 to 05:00 - Dim | 70 | 35
500 -599 - Single Stage | 537 | Dimming from 22:00 to 06:00 (GMT) - Bright - 35/18 | 35 | 18
500 -599 - Single Stage | 537 | Dimming from 22:00 to 06:00 (GMT) - Dim - 35/18 | 35 | 18
500 -599 - Single Stage | 538 | Dimmed from 01:00 to 06:00 - Bright | 70 | 35
500 -599 - Single Stage | 538 | Dimmed from 01:00 to 06:00 - Dim | 70 | 35
500 -599 - Single Stage | 539 | Dimming from 00:00 to 06:00 (GMT) - Bright - 35/18 | 35 | 18
500 -599 - Single Stage | 539 | Dimming from 00:00 to 06:00 (GMT) - Dim - 35/18 | 35 | 18
500 -599 - Single Stage | 540 | Dimmed from 01:00 to Dawn - Bright | 70 | 35
500 -599 - Single Stage | 540 | Dimmed from 01:00 to Dawn - Dim | 70 | 35
500 -599 - Single Stage | 542 | Dimmed from 22:00 to 05:30 - Bright | 70 | 35
500 -599 - Single Stage | 542 | Dimmed from 22:00 to 05:30 - Dim | 70 | 35
500 -599 - Single Stage | 543 | Dimming from 00:00 to 05:30 (Clock) - Bright - 55/28 | 55 | 28
500 -599 - Single Stage | 543 | Dimming from 00:00 to 05:30 (Clock) - Dim - 55/28 | 55 | 28
500 -599 - Single Stage | 544 | Dimming from 22:00 to 06:00 (GMT) - Bright - 35/18 | 35 | 18
500 -599 - Single Stage | 544 | Dimming from 22:00 to 06:00 (GMT) - Dim - 35/18 | 35 | 18
500 -599 - Single Stage | 560 | Dimming from 19:00 to 06:00 (Clock) - Bright | 70 | 35
500 -599 - Single Stage | 560 | Dimming from 19:00 to 06:00 (Clock) - Dim | 70 | 35
500 -599 - Single Stage | 561 | Dimming from 20:00 to 06:00 (Clock) - Bright - 35/18 | 35 | 18
500 -599 - Single Stage | 561 | Dimming from 20:00 to 06:00 (Clock) - Dim - 35/18 | 35 | 18
500 -599 - Single Stage | 562 | Dimming from 19:00 to Dawn (Clock) - Bright | 70 | 35
500 -599 - Single Stage | 562 | Dimming from 19:00 to Dawn (Clock) - Dim | 70 | 35
500 -599 - Single Stage | 563 | Dimming from 22:00 to 05:30 (CLK) - Bright - 20/20 | 20 | 20
500 -599 - Single Stage | 563 | Dimming from 22:00 to 05:30 (CLK) - Dim - 20/20 | 20 | 20
500 -599 - Single Stage | 564 | Dimming from 20:00 to 06:00 (Clock) - Bright | 70 | 35
500 -599 - Single Stage | 564 | Dimming from 20:00 to 06:00 (Clock) - Dim | 70 | 35
500 -599 - Single Stage | 565 | Dimming from 20:00 to 06:00 (Clock) - Bright - 55/28 | 55 | 28
500 -599 - Single Stage | 565 | Dimming from 20:00 to 06:00 (Clock) - Dim - 55/28 | 55 | 28
500 -599 - Single Stage | 566 | Dimming from 20:00 to Dawn (Clock) - Bright | 70 | 35
500 -599 - Single Stage | 566 | Dimming from 20:00 to Dawn (Clock) - Dim | 70 | 35
500 -599 - Single Stage | 568 | Dimming from 21:00 to 06:00 (Clock) - Bright | 70 | 35
500 -599 - Single Stage | 568 | Dimming from 21:00 to 06:00 (Clock) - Dim | 70 | 35
500 -599 - Single Stage | 570 | Dimming from 21:00 to Dawn (Clock) - Bright | 70 | 35
500 -599 - Single Stage | 570 | Dimming from 21:00 to Dawn (Clock) - Dim | 70 | 35
500 -599 - Single Stage | 571 | Dimming from 22:00 to 07:00 (CLK) - Bright - 35/18 | 35 | 18
500 -599 - Single Stage | 571 | Dimming from 22:00 to 07:00 (CLK) - Dim - 35/18 | 35 | 18
500 -599 - Single Stage | 572 | Dimming from 22:00 to 06:00 (Clock) - Bright | 70 | 35
500 -599 - Single Stage | 572 | Dimming from 22:00 to 06:00 (Clock) - Dim | 70 | 35
500 -599 - Single Stage | 573 | Dimming from 22:00 to 07:00 (Clock) - Bright - 70/35 | 70 | 35
500 -599 - Single Stage | 573 | Dimming from 22:00 to 07:00 (Clock) - Dim - 70/35 | 70 | 35
500 -599 - Single Stage | 574 | Dimming from 22:00 to Dawn (Clock) - Bright | 70 | 35
500 -599 - Single Stage | 574 | Dimming from 22:00 to Dawn (Clock) - Dim | 70 | 35
500 -599 - Single Stage | 575 | Dimming from 22:00 to 07:00 (CLK) - Bright - 20/20 | 20 | 20
500 -599 - Single Stage | 575 | Dimming from 22:00 to 07:00 (CLK) - Dim - 20/20 | 20 | 20
500 -599 - Single Stage | 576 | Dimming from 23:00 to 06:00 (Clock) - Bright | 70 | 35
500 -599 - Single Stage | 576 | Dimming from 23:00 to 06:00 (Clock) - Dim | 70 | 35
500 -599 - Single Stage | 578 | Dimming from 23:00 to Dawn (Clock) - Bright | 70 | 35
500 -599 - Single Stage | 578 | Dimming from 23:00 to Dawn (Clock) - Dim | 70 | 35
500 -599 - Single Stage | 580 | Dimming from 24:00 to 05:00 (Clock) - Bright | 70 | 35
500 -599 - Single Stage | 580 | Dimming from 24:00 to 05:00 (Clock) - Dim | 70 | 35
500 -599 - Single Stage | 581 | Dimming from 00:00 to 05:00 (Clock) - Bright - 35/18 | 35 | 18
500 -599 - Single Stage | 581 | Dimming from 00:00 to 05:00 (Clock) - Dim - 35/18 | 35 | 18
500 -599 - Single Stage | 582 | Dimming from 24:00 to 06:00 (Clock) - Bright | 70 | 35
500 -599 - Single Stage | 582 | Dimming from 24:00 to 06:00 (Clock) - Dim | 70 | 35
500 -599 - Single Stage | 584 | Dimming from 24:00 to Dawn (Clock) - Bright | 70 | 35
500 -599 - Single Stage | 584 | Dimming from 24:00 to Dawn (Clock) - Dim | 70 | 35
500 -599 - Single Stage | 585 | Dimming from 00:00 to 06:00 (GMT) - Bright - 55/28 | 55 | 28
500 -599 - Single Stage | 585 | Dimming from 00:00 to 06:00 (GMT) - Dim - 55/28 | 55 | 28
500 -599 - Single Stage | 586 | Dimming from 01:00 to 05:00 (Clock) - Bright | 70 | 35
500 -599 - Single Stage | 586 | Dimming from 01:00 to 05:00 (Clock) - Dim | 70 | 35
500 -599 - Single Stage | 588 | Dimming from 01:00 to 06:00 (Clock) - Bright | 70 | 35
500 -599 - Single Stage | 588 | Dimming from 01:00 to 06:00 (Clock) - Dim | 70 | 35
500 -599 - Single Stage | 589 | Dimming from 00:00 to 05:00 (Clock) - Bright | 55 | 28
500 -599 - Single Stage | 589 | Dimming from 00:00 to 05:00 (Clock) - Dim | 55 | 28
500 -599 - Single Stage | 590 | Dimming from 01:00 to Dawn (Clock) - Bright | 70 | 35
500 -599 - Single Stage | 590 | Dimming from 01:00 to Dawn (Clock) - Dim | 70 | 35
500 -599 - Single Stage | 591 | Dimming from 21:00 to 06:00 (Clock) - Bright - 55/36 | 55 | 36
500 -599 - Single Stage | 591 | Dimming from 21:00 to 06:00 (Clock) - Dim - 55/36 | 55 | 36
500 -599 - Single Stage | 592 | Dimming from 21:00 to 06:00 (Clock) - Bright - 35/18 | 35 | 18
500 -599 - Single Stage | 592 | Dimming from 21:00 to 06:00 (Clock) - Dim - 35/18 | 35 | 18
500 -599 - Single Stage | 593 | Dimming from 21:00 to 06:00 (Clock) - Bright - 20/20 | 20 | 20
500 -599 - Single Stage | 593 | Dimming from 21:00 to 06:00 (Clock) - Dim - 20/20 | 20 | 20
500 -599 - Single Stage | 594 | Dimming from 00:00 to 06:00 (Clock) - Bright - 55/36 | 55 | 36
500 -599 - Single Stage | 594 | Dimming from 00:00 to 06:00 (Clock) - Dim - 55/36 | 55 | 36
500 -599 - Single Stage | 595 | Dimming from 00:00 to 06:00 (Clock) - Bright - 35/18 | 35 | 18
500 -599 - Single Stage | 595 | Dimming from 00:00 to 06:00 (Clock) - Dim - 35/18 | 35 | 18
500 -599 - Single Stage | 596 | Dimming from 00:00 to 06:00 (Clock) - Bright - 20/20 | 20 | 20
500 -599 - Single Stage | 596 | Dimming from 00:00 to 06:00 (Clock) - Dim - 20/20 | 20 | 20
500 -599 - Single Stage | 597 | Dimming from 00:00 to 05:30 (Clock) - Bright - 35/18 | 35 | 18
500 -599 - Single Stage | 597 | Dimming from 00:00 to 05:30 (Clock) - Dim - 35/18 | 35 | 18
500 -599 - Single Stage | 598 | Dimming from 22:00 to 06:00 (Clock) - Bright 35/18 | 35 | 18
500 -599 - Single Stage | 598 | Dimming from 22:00 to 06:00 (Clock) - Dim 35/18 | 35 | 18
500 -599 - Single Stage | 599 | Dimming from 22:00 to 06:30 (Clock) - Bright - 35 / 18 | 35 | 18
500 -599 - Single Stage | 599 | Dimming from 22:00 to 06:30 (Clock) - Dim - 35 / 18 | 35 | 18
600 - 699 - Hybrid Photo Cells | 611 | Hybrid PEC 55/28 | 55 | 28
600 - 699 - Hybrid Photo Cells | 612 | Hybrid PEC 55/55 | 55 | 55
600 - 699 - Hybrid Photo Cells | 613 | Hybrid PEC 55/83 | 55 | 83
600 - 699 - Hybrid Photo Cells | 621 | Hybrid PEC 70/35 | 70 | 35
600 - 699 - Hybrid Photo Cells | 622 | Hybrid PEC 70/70 | 70 | 70
600 - 699 - Hybrid Photo Cells | 623 | Hybrid PEC 70/105 | 70 | 105
600 - 699 - Hybrid Photo Cells | 624 | Hybrid PEC 70/50 | 70 | 50
600 - 699 - Hybrid Photo Cells | 631 | Hybrid PEC 100/50 | 100 | 50
600 - 699 - Hybrid Photo Cells | 632 | Hybrid PEC 100/100 | 100 | 100
600 - 699 - Hybrid Photo Cells | 633 | Hybrid PEC 100/150 | 100 | 150
700 - 799 - Part Night Electronic | 706 | PEC Dusk to 20:00 / 06:00 to PEC Dawn Clock 35/18 Lux | 35 | 18
700 - 799 - Part Night Electronic | 707 | PEC Dusk to 21:00 / 06:30 to PEC Dawn Clock 70/35 Lux | 70 | 35
700 - 799 - Part Night Electronic | 708 | PEC Dusk to 23:00 / 06:30 to PEC Dawn Clock 70/35 Lux | 70 | 35
700 - 799 - Part Night Electronic | 709 | PEC Dusk to 22:00 / 06:00 to PEC Dawn GMT 35 Lux | 35 | 18
700 - 799 - Part Night Electronic | 710 | PEC Dusk to 22:00 / 06:30 to PEC Dawn Clock 35 Lux | 35 | 18
700 - 799 - Part Night Electronic | 711 | PEC Dusk to 24.00 / 05.00 to Dawn 55 lux | 55
700 - 799 - Part Night Electronic | 712 | PEC Dusk to 24.00 / 05.30 to Dawn 55 lux | 55
700 - 799 - Part Night Electronic | 713 | PEC Dusk to 24.00 / 06.00 to Dawn 55 lux | 55
700 - 799 - Part Night Electronic | 714 | PEC Dusk to 24.00 / 06.30 to Dawn 55 lux | 55
700 - 799 - Part Night Electronic | 715 | PEC Dusk to 00:00 / 05:30 to PEC Dawn Clock 55 Lux | 55 | 28
700 - 799 - Part Night Electronic | 716 | PEC Dusk to 20:00 / 06:00 to PEC Dawn Clock 55 Lux | 55 | 28
700 - 799 - Part Night Electronic | 717 | PEC Dusk to 20:00 / 06:30 to PEC Dawn GMT 35 Lux | 35 | 18
700 - 799 - Part Night Electronic | 721 | PEC Dusk to 24.00 / 05.00 to Dawn 70 lux | 70
700 - 799 - Part Night Electronic | 722 | PEC Dusk to 24.00 / 05.30 to Dawn 70 lux | 70
700 - 799 - Part Night Electronic | 723 | PEC Dusk to 24.00 / 06.00 to Dawn 70 lux | 70
700 - 799 - Part Night Electronic | 724 | PEC Dusk to 24.00 / 06.30 to Dawn 70 lux | 70
700 - 799 - Part Night Electronic | 725 | PEC Dusk to 01.00 / 05.00 to Dawn 70 lux | 70
700 - 799 - Part Night Electronic | 727 | PEC Dusk to 00:30 / 05:30 to PEC Dawn GMT 70 Lux | 70
700 - 799 - Part Night Electronic | 731 | PEC Dusk to 24.00 / 05.00 to Dawn 100 lux | 100
700 - 799 - Part Night Electronic | 732 | PEC Dusk to 24.00 / 05.30 to Dawn 100 lux | 100
700 - 799 - Part Night Electronic | 733 | PEC Dusk to 24.00 / 06.00 to Dawn 100 lux | 100
700 - 799 - Part Night Electronic | 734 | PEC Dusk to 24.00 / 06.30 to Dawn 100 lux | 100
700 - 799 - Part Night Electronic | 741 | PEC Dusk to 24.00 / 05.00 to Dawn 120 lux | 120
700 - 799 - Part Night Electronic | 742 | PEC Dusk to 24.00 / 05.30 to Dawn 120 lux | 120
700 - 799 - Part Night Electronic | 743 | PEC Dusk to 24.00 / 06.00 to Dawn 120 lux | 120
700 - 799 - Part Night Electronic | 744 | PEC Dusk to 24.00 / 06.30 to Dawn 120 lux | 120
700 - 799 - Part Night Electronic | 749 | PEC Dusk to 24:00 - GMT - 70 Lux | 70
700 - 799 - Part Night Electronic | 750 | PEC Dusk to 24.30 70 lux | 70
700 - 799 - Part Night Electronic | 751 | PEC Dusk to 24:00 / 5:00 to PEC Dawn Clock 70 lux | 70 | 35
700 - 799 - Part Night Electronic | 752 | PEC Dusk to 01:00 / 5:00 to PEC Dawn Clock 70 lux | 70 | 35
700 - 799 - Part Night Electronic | 753 | PEC Dusk to 02:00 / 5:00 to PEC Dawn Clock 70 lux | 70 | 35
700 - 799 - Part Night Electronic | 754 | PEC Dusk to 24:00 / 5:00 to PEC Dawn Clock 55 lux | 55 | 28
700 - 799 - Part Night Electronic | 755 | PEC Dusk to 01:00 / 5:00 to PEC Dawn Clock 55 lux | 55 | 28
700 - 799 - Part Night Electronic | 756 | PEC Dusk to 02:00 / 5:00 to PEC Dawn Clock 55 lux | 55 | 28
700 - 799 - Part Night Electronic | 757 | PEC Dusk to 24.00 / 06.00 to PEC Dawn Clock 55 lux | 55 | 28
700 - 799 - Part Night Electronic | 758 | PEC Dusk to 01:00 / 6:00 to PEC Dawn Clock 70 lux | 70 | 35
700 - 799 - Part Night Electronic | 759 | PEC Dusk to 00:30 / 05:30 to PEC Dawn Clock 55 Lux | 55 | 28
700 - 799 - Part Night Electronic | 760 | PEC Dusk to 19:00 / 06:00 to Dawn 35 lux | 35 | 18
700 - 799 - Part Night Electronic | 761 | PEC Dusk to 24.00 / 05.00 to Dawn 35 lux | 35 | 18
700 - 799 - Part Night Electronic | 762 | PEC Dusk to 24.00 / 05.30 to Dawn 35 lux | 35 | 18
700 - 799 - Part Night Electronic | 763 | PEC Dusk to 24.00 / 06.00 to Dawn 35 lux | 35 | 18
700 - 799 - Part Night Electronic | 764 | PEC Dusk to 24.00 / 06.30 to Dawn 35 lux | 35 | 18
700 - 799 - Part Night Electronic | 765 | PEC Dusk to 20:00 / 06:00 to PEC Dawn GMT 55/28 Lux | 55 | 28
700 - 799 - Part Night Electronic | 766 | PEC Dusk to 00:30 / 05:30 to PEC Dawn GMT 35 Lux | 35 | 18
700 - 799 - Part Night Electronic | 767 | PEC Dusk to 01:10 / 04:00 to PEC Dawn CLK 35/18 Lux | 35 | 18
700 - 799 - Part Night Electronic | 770 | PEC Dusk to 24:00 / 4:30 to PEC Dawn Clock 35 lux | 35 | 18
700 - 799 - Part Night Electronic | 771 | PEC Dusk to 24:00 / 4:30 to PEC Dawn Clock 55 lux | 55 | 28
700 - 799 - Part Night Electronic | 772 | PEC Dusk to 24:00 / 5:00 to PEC Dawn Clock 20 lux | 20 | 20
700 - 799 - Part Night Electronic | 773 | PEC Dusk to 24:00 / 05:30 to PEC Dawn Clock 35 Lux | 35 | 18
700 - 799 - Part Night Electronic | 774 | PEC Dusk to 24:00 / 05:30 to PEC Dawn Clock 55 Lux | 55 | 28
700 - 799 - Part Night Electronic | 775 | PEC Dusk to 24.00 / 06.00 to PEC Dawn Clock – 35/18 Lux | 35 | 18
700 - 799 - Part Night Electronic | 776 | PEC Dusk to 22.00 / 06.00 to PEC Dawn Clock – 35/18 Lux | 35 | 18
800 - 899 - Electronic Photo Cell | 806 | Electronic PEC 20/20 | 20 | 20
800 - 899 - Electronic Photo Cell | 807 | Electronic PEC 35/35 | 35 | 35
800 - 899 - Electronic Photo Cell | 808 | Electronic PEC 35/18 | 35 | 18
800 - 899 - Electronic Photo Cell | 809 | Electronic PEC 40/60 | 40 | 60
800 - 899 - Electronic Photo Cell | 810 | Electronic PEC 40/20 | 40 | 20
800 - 899 - Electronic Photo Cell | 811 | Electronic PEC 55/28 | 55 | 28
800 - 899 - Electronic Photo Cell | 812 | Electronic PEC 55/55 | 55 | 55
800 - 899 - Electronic Photo Cell | 813 | Electronic PEC 55/83 | 55 | 83
800 - 899 - Electronic Photo Cell | 821 | Electronic PEC 70/35 | 70 | 35
800 - 899 - Electronic Photo Cell | 822 | Electronic PEC 70/70 | 70 | 70
800 - 899 - Electronic Photo Cell | 823 | Electronic PEC 70/135 | 70 | 135
800 - 899 - Electronic Photo Cell | 824 | Electronic PEC 70/140 | 70 | 140
800 - 899 - Electronic Photo Cell | 825 | Electronic PEC 70/50 | 70 | 50
800 - 899 - Electronic Photo Cell | 826 | Electronic PEC 70/55 | 70 | 55
800 - 899 - Electronic Photo Cell | 831 | Electronic PEC 100/50 | 100 | 50
800 - 899 - Electronic Photo Cell | 832 | Electronic PEC 100/100 | 100 | 100
800 - 899 - Electronic Photo Cell | 833 | Electronic PEC 100/150 | 100 | 150
800 - 899 - Electronic Photo Cell | 834 | Electronic PEC 100/200 | 100 | 200
998 - CMS (Continuous) | 998 | CMS Controlled - Continous Burning
999 - CMS (Switching) | 999 | CMS Controlled - Switched Equipment
A01-AZZ, B01-BZZ and D01-DZZ | A01 | Multi-Level Static Dimming - 70/35 (GMT) | 70 | 35
A01-AZZ, B01-BZZ and D01-DZZ | A02 | Multi-Level Static Dimming - 70/35 (GMT) | 70 | 35
A01-AZZ, B01-BZZ and D01-DZZ | A03 | Multi-Level Static Dimming - 70/35 (GMT) | 70 | 35
A01-AZZ, B01-BZZ and D01-DZZ | A04 | Multi-Level Static Dimming - 70/35 (GMT) | 70 | 35
A01-AZZ, B01-BZZ and D01-DZZ | A05 | Multi-Level Static Dimming - 70/35 (GMT) | 70 | 35
A01-AZZ, B01-BZZ and D01-DZZ | A06 | Multi-Level Static Dimming - 70/35 (GMT) | 70 | 35
A01-AZZ, B01-BZZ and D01-DZZ | A08 | Multi-Level Static Dimming - 70/35 (GMT) | 70 | 35
A01-AZZ, B01-BZZ and D01-DZZ | A09 | Multi-Level Static Dimming - 70/35 (GMT) | 70 | 35
A01-AZZ, B01-BZZ and D01-DZZ | A10 | Multi-Level Static Dimming - 70/35 (GMT) | 70 | 35
A01-AZZ, B01-BZZ and D01-DZZ | B01 | Multi-Level Static Dimming - 55/28 (GMT) | 55 | 28
- | C01 | Multi-Level Static Dimming - Sunset + 15 to Sunrise - 15 (GMT)
- | C02 | Multi-Level Static Dimming - Sunset + 15 to Sunrise - 15 (GMT)
- | C03 | Multi-Level Static Dimming - Sunset + 15 to Sunrise - 15 (GMT) |  |  | 15 | 15
A01-AZZ, B01-BZZ and D01-DZZ | D01 | Multi-Level Static Dimming - 35/18 (GMT) | 35 | 18
A01-AZZ, B01-BZZ and D01-DZZ | D02 | Multi-Level Static Dimming - 35/18 (GMT) | 35 | 18
A01-AZZ, B01-BZZ and D01-DZZ | D03 | Multi-Level Static Dimming - 35/18 (GMT) | 35 | 18
A01-AZZ, B01-BZZ and D01-DZZ | D04 | Multi-Level Static Dimming -35/18 (GMT) | 35 | 18
A01-AZZ, B01-BZZ and D01-DZZ | D05 | Multi-Level Static Dimming - 35/18 (GMT) | 35 | 18
A01-AZZ, B01-BZZ and D01-DZZ | D06 | Multi-Level Static Dimming - 35/18 (GMT) | 35 | 18
A01-AZZ, B01-BZZ and D01-DZZ | D07 | Multi-Level Static Dimming - 35/18 (GMT) | 35 | 18
A01-AZZ, B01-BZZ and D01-DZZ | D08 | Multi-Level Static Dimming - 35/18 (GMT) | 35 | 18
A01-AZZ, B01-BZZ and D01-DZZ | D09 | Multi-Level Static Dimming - 35/18 (GMT) | 35 | 18
A01-AZZ, B01-BZZ and D01-DZZ | D10 | Multi-Level Static Dimming - 35/18 (GMT) | 35 | 18
A01-AZZ, B01-BZZ and D01-DZZ | D11 | Multi-Level Static Dimming - 35/18 (GMT) | 35 | 18
A01-AZZ, B01-BZZ and D01-DZZ | D12 | Multi-Level Static Dimming - 35/18 (GMT) | 35 | 18
A01-AZZ, B01-BZZ and D01-DZZ | D13 | Multi-Level Static Dimming - 35/18 (GMT) | 35 | 18
A01-AZZ, B01-BZZ and D01-DZZ | D14 | Multi-Level Static Dimming - 35/18 (GMT) | 35 | 18
A01-AZZ, B01-BZZ and D01-DZZ | D15 | Multi-Level Static Dimming - 35/18 (GMT) | 35 | 18
A01-AZZ, B01-BZZ and D01-DZZ | D16 | Multi-Level Static Dimming - 35/18 (GMT) | 35 | 18
A01-AZZ, B01-BZZ and D01-DZZ | D17 | Multi-Level Static Dimming - 35/18 (GMT) | 35 | 18
A01-AZZ, B01-BZZ and D01-DZZ | D18 | Multi-Level Static Dimming - 35/18 (GMT) | 35 | 18
A01-AZZ, B01-BZZ and D01-DZZ | D19 | Multi-Level Static Dimming - 35/18 (GMT) | 35 | 18
A01-AZZ, B01-BZZ and D01-DZZ | D20 | Multi-Level Static Dimming - 35/18 (GMT) | 35 | 18
A01-AZZ, B01-BZZ and D01-DZZ | D21 | Multi-Level Static Dimming - 35/18 (GMT) | 35 | 18
A01-AZZ, B01-BZZ and D01-DZZ | D22 | Multi-Level Static Dimming - 35/18 (GMT) | 35 | 18
A01-AZZ, B01-BZZ and D01-DZZ | D23 | Multi-Level Static Dimming - 35/18 (GMT) | 35 | 18
A01-AZZ, B01-BZZ and D01-DZZ | D24 | Multi-Level Static Dimming - 35/18 (GMT) | 35 | 18
A01-AZZ, B01-BZZ and D01-DZZ | D25 | Multi-Level Static Dimming - 35/18 (GMT) | 35 | 18
A01-AZZ, B01-BZZ and D01-DZZ | D26 | Multi-Level Static Dimming - 35/18 (GMT) | 35 | 18
A01-AZZ, B01-BZZ and D01-DZZ | D27 | Multi-Level Static Dimming - 35/18 (GMT) | 35 | 18
A01-AZZ, B01-BZZ and D01-DZZ | D28 | Multi-Level Static Dimming - 35/18 (GMT) | 35 | 18
A01-AZZ, B01-BZZ and D01-DZZ | D29 | Multi-Level Static Dimming - 35/18 (GMT) | 35 | 18
A01-AZZ, B01-BZZ and D01-DZZ | D30 | Multi-Level Static Dimming - 35/18 (GMT) | 35 | 18
A01-AZZ, B01-BZZ and D01-DZZ | D31 | Multi-Level Static Dimming - 35/18 (GMT) | 35 | 18
A01-AZZ, B01-BZZ and D01-DZZ | D32 | Multi-Level Static Dimming - 35/18 (GMT) | 35 | 18
A01-AZZ, B01-BZZ and D01-DZZ | D33 | Multi-Level Static Dimming - 35/18 (GMT) | 35 | 18
A01-AZZ, B01-BZZ and D01-DZZ | D34 | Multi-Level Static Dimming - 35/18 (GMT) | 35 | 18
A01-AZZ, B01-BZZ and D01-DZZ | D35 | Multi-Level Static Dimming - 35/18 (GMT) | 35 | 18
A01-AZZ, B01-BZZ and D01-DZZ | D36 | Multi-Level Static Dimming - 35/18 (GMT) | 35 | 18
A01-AZZ, B01-BZZ and D01-DZZ | D37 | Multi-Level Static Dimming - 35/18 (GMT) | 35 | 18
A01-AZZ, B01-BZZ and D01-DZZ | D38 | Multi-Level Static Dimming - 35/18 (GMT) | 35 | 18
A01-AZZ, B01-BZZ and D01-DZZ | D39 | Multi-Level Static Dimming - 35/18 (GMT) | 35 | 18
A01-AZZ, B01-BZZ and D01-DZZ | D40 | Multi-Level Static Dimming - 35/18 (GMT) | 35 | 18
A01-AZZ, B01-BZZ and D01-DZZ | D41 | Multi-Level Static Dimming - 35/18 (GMT) | 35 | 18
A01-AZZ, B01-BZZ and D01-DZZ | D42 | Multi-Level Static Dimming - 35/18 (GMT) | 35 | 18
A01-AZZ, B01-BZZ and D01-DZZ | D43 | Multi-Level Static Dimming - 35/18 (GMT) | 35 | 18
A01-AZZ, B01-BZZ and D01-DZZ | D44 | Multi-Level Static Dimming - 35/18 (GMT) | 35 | 18
A01-AZZ, B01-BZZ and D01-DZZ | D45 | Multi-Level Static Dimming - 35/18 (GMT) | 35 | 18
A01-AZZ, B01-BZZ and D01-DZZ | D46 | Multi-Level Static Dimming - 35/18 (GMT) | 35 | 18
A01-AZZ, B01-BZZ and D01-DZZ | D47 | Multi-Level Static Dimming - 35/18 (GMT) | 35 | 18
A01-AZZ, B01-BZZ and D01-DZZ | D48 | Multi-Level Static Dimming - 35/18 (GMT) | 35 | 18
A01-AZZ, B01-BZZ and D01-DZZ | D49 | Multi-Level Static Dimming - 35/18 (GMT) | 35 | 18
A01-AZZ, B01-BZZ and D01-DZZ | D50 | Multi-Level Static Dimming - 35/18 (GMT) | 35 | 18
A01-AZZ, B01-BZZ and D01-DZZ | D51 | Multi-Level Static Dimming - 35/18 (GMT) | 35 | 18
A01-AZZ, B01-BZZ and D01-DZZ | D52 | Multi-Level Static Dimming - 35/18 (GMT) | 35 | 18
A01-AZZ, B01-BZZ and D01-DZZ | D53 | Multi-Level Static Dimming - 35/18 (GMT) | 35 | 18
A01-AZZ, B01-BZZ and D01-DZZ | D54 | Multi-Level Static Dimming - 35/18 (GMT) | 35 | 18
A01-AZZ, B01-BZZ and D01-DZZ | D55 | Multi-Level Static Dimming - 35/18 (GMT) | 35 | 18
A01-AZZ, B01-BZZ and D01-DZZ | D56 | Multi-Level Static Dimming - 35/18 (GMT) | 35 | 18
A01-AZZ, B01-BZZ and D01-DZZ | D57 | Multi-Level Static Dimming - 35/18 (GMT) | 35 | 18
A01-AZZ, B01-BZZ and D01-DZZ | D58 | Multi-Level Static Dimming - 35/18 (GMT) | 35 | 18
A01-AZZ, B01-BZZ and D01-DZZ | D59 | Variable Power Switch Regime - 35/18 (GMT) | 35 | 18
A01-AZZ, B01-BZZ and D01-DZZ | D60 | Variable Power Switch Regime - 35/18 (GMT) | 35 | 18
A01-AZZ, B01-BZZ and D01-DZZ | D61 | Variable Power Switch Regime - 35/18 (GMT) | 35 | 18
A01-AZZ, B01-BZZ and D01-DZZ | D62 | Variable Power Switch Regime - 35/18 (GMT) | 35 | 18
A01-AZZ, B01-BZZ and D01-DZZ | D63 | Variable Power Switch Regime - 35/18 (GMT) | 35 | 18
A01-AZZ, B01-BZZ and D01-DZZ | D64 | Variable Power Switch Regime - 35/18 (GMT) | 35 | 18
A01-AZZ, B01-BZZ and D01-DZZ | D65 | Variable Power Switch Regime - 35/18 (GMT) | 35 | 18
- | F01 | Multi-Level Static Dimming - 20/20 (GMT) | 20 | 20

## 2. Select Switch Regime
Regime Range
400 - 499 - Thermal Photo Cells | <------- Select Switch Regime
Switch Regime Range | Switch Regime | Period of Operation | Lux On | Lux Off | After Sunset | Before Sunrise
400 - 499 - Thermal Photo Cells | 411 | Thermal PEC 55/110 | 55 | 110 | 0 | 0
400 - 499 - Thermal Photo Cells | 412 | Thermal PEC 55/138 | 55 | 138 | 0 | 0
400 - 499 - Thermal Photo Cells | 413 | Thermal PEC 55/165 | 55 | 165 | 0 | 0
400 - 499 - Thermal Photo Cells | 421 | Thermal PEC 70/140 | 70 | 140 | 0 | 0
400 - 499 - Thermal Photo Cells | 422 | Thermal PEC 70/175 | 70 | 175 | 0 | 0
400 - 499 - Thermal Photo Cells | 423 | Thermal PEC 70/210 | 70 | 210 | 0 | 0
400 - 499 - Thermal Photo Cells | 431 | Thermal PEC 100/200 | 100 | 200 | 0 | 0
400 - 499 - Thermal Photo Cells | 432 | Thermal PEC 100/250 | 100 | 250 | 0 | 0
400 - 499 - Thermal Photo Cells | 433 | Thermal PEC 100/300 | 100 | 300 | 0 | 0

## Switch Regime Ranges Types (hidden)
Row Labels
030 to 036 - Manually Switched
1 - Continuous
100 - Infra Red Photo Cells
200 to 210, 370 & 380 - Full Night Time
219 to 369, 371 to 377 & 381 - Part Night Time
400 - 499 - Thermal Photo Cells
500 -599 - Single Stage
600 - 699 - Hybrid Photo Cells
700 - 799 - Part Night Electronic
78 - Part Time Traffic
79 - Part Time Traffic
800 - 899 - Electronic Photo Cell
998 - CMS (Continuous)
999 - CMS (Switching)
A01-AZZ, B01-BZZ and D01-DZZ
Please check to see if lamp / ballast will permit dimming using switch regime ranges A01-AZZ, B01-BZZ and D01-DZZ
A01-AZZ, B01-BZZ , D01-DZZ & F01-FZZ
010 to 018 - Manually Switched

## Backend (hidden)
Selection | Value | Switch Regime Ranges
1 - Continuous | 1 | 030 to 036 - Manually Switched
030 to 036 - Manually Switched | 30 | 1 - Continuous
030 to 036 - Manually Switched | 31 | 100 - Infra Red Photo Cells
030 to 036 - Manually Switched | 32 | 200 to 210, 370 & 380 - Full Night Time
030 to 036 - Manually Switched | 33 | 219 to 369, 371 to 377 & 381 - Part Night Time
030 to 036 - Manually Switched | 34 | 400 - 499 - Thermal Photo Cells
030 to 036 - Manually Switched | 35 | 500 -599 - Single Stage
030 to 036 - Manually Switched | 36 | 600 - 699 - Hybrid Photo Cells
78 - Part Time Traffic | 78 | 700 - 799 - Part Night Electronic
79 - Part Time Traffic | 79 | 78 - Part Time Traffic
100 - Infra Red Photo Cells | 100 | 79 - Part Time Traffic
200 to 210, 370 & 380 - Full Night Time | 200 | 800 - 899 - Electronic Photo Cell
200 to 210, 370 & 380 - Full Night Time | 201 | 998 - CMS (Continuous)
200 to 210, 370 & 380 - Full Night Time | 202 | 999 - CMS (Switching)
200 to 210, 370 & 380 - Full Night Time | 203 | A01-AZZ, B01-BZZ and D01-DZZ
200 to 210, 370 & 380 - Full Night Time | 204 | Please check to see if lamp / ballast will permit dimming using switch regime ranges A01-AZZ, B01-BZZ and D01-DZZ
200 to 210, 370 & 380 - Full Night Time | 205 | A01-AZZ, B01-BZZ , D01-DZZ & F01-FZZ
200 to 210, 370 & 380 - Full Night Time | 206 | 010 to 018 - Manually Switched
200 to 210, 370 & 380 - Full Night Time | 207
200 to 210, 370 & 380 - Full Night Time | 208
200 to 210, 370 & 380 - Full Night Time | 209
200 to 210, 370 & 380 - Full Night Time | 210
200 to 210, 370 & 380 - Full Night Time | 370
200 to 210, 370 & 380 - Full Night Time | 380
219 to 369, 371 to 377 & 381 - Part Night Time | 219
219 to 369, 371 to 377 & 381 - Part Night Time | 220
219 to 369, 371 to 377 & 381 - Part Night Time | 221
219 to 369, 371 to 377 & 381 - Part Night Time | 222
219 to 369, 371 to 377 & 381 - Part Night Time | 223
219 to 369, 371 to 377 & 381 - Part Night Time | 224
219 to 369, 371 to 377 & 381 - Part Night Time | 225
219 to 369, 371 to 377 & 381 - Part Night Time | 226
219 to 369, 371 to 377 & 381 - Part Night Time | 227
219 to 369, 371 to 377 & 381 - Part Night Time | 228
219 to 369, 371 to 377 & 381 - Part Night Time | 229
219 to 369, 371 to 377 & 381 - Part Night Time | 230
219 to 369, 371 to 377 & 381 - Part Night Time | 231
219 to 369, 371 to 377 & 381 - Part Night Time | 232
219 to 369, 371 to 377 & 381 - Part Night Time | 233
219 to 369, 371 to 377 & 381 - Part Night Time | 234
219 to 369, 371 to 377 & 381 - Part Night Time | 235
219 to 369, 371 to 377 & 381 - Part Night Time | 236
219 to 369, 371 to 377 & 381 - Part Night Time | 237
219 to 369, 371 to 377 & 381 - Part Night Time | 238
219 to 369, 371 to 377 & 381 - Part Night Time | 239
219 to 369, 371 to 377 & 381 - Part Night Time | 240
219 to 369, 371 to 377 & 381 - Part Night Time | 241
219 to 369, 371 to 377 & 381 - Part Night Time | 242
219 to 369, 371 to 377 & 381 - Part Night Time | 243
219 to 369, 371 to 377 & 381 - Part Night Time | 244
219 to 369, 371 to 377 & 381 - Part Night Time | 245
219 to 369, 371 to 377 & 381 - Part Night Time | 246
219 to 369, 371 to 377 & 381 - Part Night Time | 247
219 to 369, 371 to 377 & 381 - Part Night Time | 248
219 to 369, 371 to 377 & 381 - Part Night Time | 249
219 to 369, 371 to 377 & 381 - Part Night Time | 250
219 to 369, 371 to 377 & 381 - Part Night Time | 251
219 to 369, 371 to 377 & 381 - Part Night Time | 252
219 to 369, 371 to 377 & 381 - Part Night Time | 253
219 to 369, 371 to 377 & 381 - Part Night Time | 254
219 to 369, 371 to 377 & 381 - Part Night Time | 255
219 to 369, 371 to 377 & 381 - Part Night Time | 256
219 to 369, 371 to 377 & 381 - Part Night Time | 257
219 to 369, 371 to 377 & 381 - Part Night Time | 258
219 to 369, 371 to 377 & 381 - Part Night Time | 259
219 to 369, 371 to 377 & 381 - Part Night Time | 260
219 to 369, 371 to 377 & 381 - Part Night Time | 261
219 to 369, 371 to 377 & 381 - Part Night Time | 262
219 to 369, 371 to 377 & 381 - Part Night Time | 263
219 to 369, 371 to 377 & 381 - Part Night Time | 264
219 to 369, 371 to 377 & 381 - Part Night Time | 265
219 to 369, 371 to 377 & 381 - Part Night Time | 266
219 to 369, 371 to 377 & 381 - Part Night Time | 267
219 to 369, 371 to 377 & 381 - Part Night Time | 268
219 to 369, 371 to 377 & 381 - Part Night Time | 269
219 to 369, 371 to 377 & 381 - Part Night Time | 270
219 to 369, 371 to 377 & 381 - Part Night Time | 271
219 to 369, 371 to 377 & 381 - Part Night Time | 272
219 to 369, 371 to 377 & 381 - Part Night Time | 273
219 to 369, 371 to 377 & 381 - Part Night Time | 274
219 to 369, 371 to 377 & 381 - Part Night Time | 275
219 to 369, 371 to 377 & 381 - Part Night Time | 276
219 to 369, 371 to 377 & 381 - Part Night Time | 277
219 to 369, 371 to 377 & 381 - Part Night Time | 278
219 to 369, 371 to 377 & 381 - Part Night Time | 279
219 to 369, 371 to 377 & 381 - Part Night Time | 280
219 to 369, 371 to 377 & 381 - Part Night Time | 281
219 to 369, 371 to 377 & 381 - Part Night Time | 282
219 to 369, 371 to 377 & 381 - Part Night Time | 283
219 to 369, 371 to 377 & 381 - Part Night Time | 284
219 to 369, 371 to 377 & 381 - Part Night Time | 285
219 to 369, 371 to 377 & 381 - Part Night Time | 286
219 to 369, 371 to 377 & 381 - Part Night Time | 287
219 to 369, 371 to 377 & 381 - Part Night Time | 288
219 to 369, 371 to 377 & 381 - Part Night Time | 289
219 to 369, 371 to 377 & 381 - Part Night Time | 290
219 to 369, 371 to 377 & 381 - Part Night Time | 291
219 to 369, 371 to 377 & 381 - Part Night Time | 292
219 to 369, 371 to 377 & 381 - Part Night Time | 293
219 to 369, 371 to 377 & 381 - Part Night Time | 294
219 to 369, 371 to 377 & 381 - Part Night Time | 295
219 to 369, 371 to 377 & 381 - Part Night Time | 296
219 to 369, 371 to 377 & 381 - Part Night Time | 297
219 to 369, 371 to 377 & 381 - Part Night Time | 298
219 to 369, 371 to 377 & 381 - Part Night Time | 299
219 to 369, 371 to 377 & 381 - Part Night Time | 300
219 to 369, 371 to 377 & 381 - Part Night Time | 301
219 to 369, 371 to 377 & 381 - Part Night Time | 302
219 to 369, 371 to 377 & 381 - Part Night Time | 303
219 to 369, 371 to 377 & 381 - Part Night Time | 304
219 to 369, 371 to 377 & 381 - Part Night Time | 305
219 to 369, 371 to 377 & 381 - Part Night Time | 306
219 to 369, 371 to 377 & 381 - Part Night Time | 307
219 to 369, 371 to 377 & 381 - Part Night Time | 308
219 to 369, 371 to 377 & 381 - Part Night Time | 309
219 to 369, 371 to 377 & 381 - Part Night Time | 310
219 to 369, 371 to 377 & 381 - Part Night Time | 311
219 to 369, 371 to 377 & 381 - Part Night Time | 312
219 to 369, 371 to 377 & 381 - Part Night Time | 313
219 to 369, 371 to 377 & 381 - Part Night Time | 314
219 to 369, 371 to 377 & 381 - Part Night Time | 315
219 to 369, 371 to 377 & 381 - Part Night Time | 316
219 to 369, 371 to 377 & 381 - Part Night Time | 317
219 to 369, 371 to 377 & 381 - Part Night Time | 318
219 to 369, 371 to 377 & 381 - Part Night Time | 319
219 to 369, 371 to 377 & 381 - Part Night Time | 320
219 to 369, 371 to 377 & 381 - Part Night Time | 321
219 to 369, 371 to 377 & 381 - Part Night Time | 322
219 to 369, 371 to 377 & 381 - Part Night Time | 323
219 to 369, 371 to 377 & 381 - Part Night Time | 324
219 to 369, 371 to 377 & 381 - Part Night Time | 325
219 to 369, 371 to 377 & 381 - Part Night Time | 326
219 to 369, 371 to 377 & 381 - Part Night Time | 327
219 to 369, 371 to 377 & 381 - Part Night Time | 328
219 to 369, 371 to 377 & 381 - Part Night Time | 329
219 to 369, 371 to 377 & 381 - Part Night Time | 330
219 to 369, 371 to 377 & 381 - Part Night Time | 331
219 to 369, 371 to 377 & 381 - Part Night Time | 332
219 to 369, 371 to 377 & 381 - Part Night Time | 333
219 to 369, 371 to 377 & 381 - Part Night Time | 334
219 to 369, 371 to 377 & 381 - Part Night Time | 335
219 to 369, 371 to 377 & 381 - Part Night Time | 336
219 to 369, 371 to 377 & 381 - Part Night Time | 337
219 to 369, 371 to 377 & 381 - Part Night Time | 338
219 to 369, 371 to 377 & 381 - Part Night Time | 339
219 to 369, 371 to 377 & 381 - Part Night Time | 340
219 to 369, 371 to 377 & 381 - Part Night Time | 341
219 to 369, 371 to 377 & 381 - Part Night Time | 342
219 to 369, 371 to 377 & 381 - Part Night Time | 343
219 to 369, 371 to 377 & 381 - Part Night Time | 344
219 to 369, 371 to 377 & 381 - Part Night Time | 345
219 to 369, 371 to 377 & 381 - Part Night Time | 346
219 to 369, 371 to 377 & 381 - Part Night Time | 347
219 to 369, 371 to 377 & 381 - Part Night Time | 348
219 to 369, 371 to 377 & 381 - Part Night Time | 349
219 to 369, 371 to 377 & 381 - Part Night Time | 350
219 to 369, 371 to 377 & 381 - Part Night Time | 351
219 to 369, 371 to 377 & 381 - Part Night Time | 352
219 to 369, 371 to 377 & 381 - Part Night Time | 353
219 to 369, 371 to 377 & 381 - Part Night Time | 354
219 to 369, 371 to 377 & 381 - Part Night Time | 355
219 to 369, 371 to 377 & 381 - Part Night Time | 356
219 to 369, 371 to 377 & 381 - Part Night Time | 357
219 to 369, 371 to 377 & 381 - Part Night Time | 358
219 to 369, 371 to 377 & 381 - Part Night Time | 359
219 to 369, 371 to 377 & 381 - Part Night Time | 360
219 to 369, 371 to 377 & 381 - Part Night Time | 361
219 to 369, 371 to 377 & 381 - Part Night Time | 362
219 to 369, 371 to 377 & 381 - Part Night Time | 363
219 to 369, 371 to 377 & 381 - Part Night Time | 364
219 to 369, 371 to 377 & 381 - Part Night Time | 365
219 to 369, 371 to 377 & 381 - Part Night Time | 366
219 to 369, 371 to 377 & 381 - Part Night Time | 367
219 to 369, 371 to 377 & 381 - Part Night Time | 368
219 to 369, 371 to 377 & 381 - Part Night Time | 369
219 to 369, 371 to 377 & 381 - Part Night Time | 371
219 to 369, 371 to 377 & 381 - Part Night Time | 372
219 to 369, 371 to 377 & 381 - Part Night Time | 373
219 to 369, 371 to 377 & 381 - Part Night Time | 374
219 to 369, 371 to 377 & 381 - Part Night Time | 375
219 to 369, 371 to 377 & 381 - Part Night Time | 376
219 to 369, 371 to 377 & 381 - Part Night Time | 377
219 to 369, 371 to 377 & 381 - Part Night Time | 381
400 - 499 - Thermal Photo Cells | 400
400 - 499 - Thermal Photo Cells | 401
400 - 499 - Thermal Photo Cells | 402
400 - 499 - Thermal Photo Cells | 403
400 - 499 - Thermal Photo Cells | 404
400 - 499 - Thermal Photo Cells | 405
400 - 499 - Thermal Photo Cells | 406
400 - 499 - Thermal Photo Cells | 407
400 - 499 - Thermal Photo Cells | 408
400 - 499 - Thermal Photo Cells | 409
400 - 499 - Thermal Photo Cells | 410
400 - 499 - Thermal Photo Cells | 411
400 - 499 - Thermal Photo Cells | 412
400 - 499 - Thermal Photo Cells | 413
400 - 499 - Thermal Photo Cells | 414
400 - 499 - Thermal Photo Cells | 415
400 - 499 - Thermal Photo Cells | 416
400 - 499 - Thermal Photo Cells | 417
400 - 499 - Thermal Photo Cells | 418
400 - 499 - Thermal Photo Cells | 419
400 - 499 - Thermal Photo Cells | 420
400 - 499 - Thermal Photo Cells | 421
400 - 499 - Thermal Photo Cells | 422
400 - 499 - Thermal Photo Cells | 423
400 - 499 - Thermal Photo Cells | 424
400 - 499 - Thermal Photo Cells | 425
400 - 499 - Thermal Photo Cells | 426
400 - 499 - Thermal Photo Cells | 427
400 - 499 - Thermal Photo Cells | 428
400 - 499 - Thermal Photo Cells | 429
400 - 499 - Thermal Photo Cells | 430
400 - 499 - Thermal Photo Cells | 431
400 - 499 - Thermal Photo Cells | 432
400 - 499 - Thermal Photo Cells | 433
400 - 499 - Thermal Photo Cells | 434
400 - 499 - Thermal Photo Cells | 435
400 - 499 - Thermal Photo Cells | 436
400 - 499 - Thermal Photo Cells | 437
400 - 499 - Thermal Photo Cells | 438
400 - 499 - Thermal Photo Cells | 439
400 - 499 - Thermal Photo Cells | 440
400 - 499 - Thermal Photo Cells | 441
400 - 499 - Thermal Photo Cells | 442
400 - 499 - Thermal Photo Cells | 443
400 - 499 - Thermal Photo Cells | 444
400 - 499 - Thermal Photo Cells | 445
400 - 499 - Thermal Photo Cells | 446
400 - 499 - Thermal Photo Cells | 447
400 - 499 - Thermal Photo Cells | 448
400 - 499 - Thermal Photo Cells | 449
400 - 499 - Thermal Photo Cells | 450
400 - 499 - Thermal Photo Cells | 451
400 - 499 - Thermal Photo Cells | 452
400 - 499 - Thermal Photo Cells | 453
400 - 499 - Thermal Photo Cells | 454
400 - 499 - Thermal Photo Cells | 455
400 - 499 - Thermal Photo Cells | 456
400 - 499 - Thermal Photo Cells | 457
400 - 499 - Thermal Photo Cells | 458
400 - 499 - Thermal Photo Cells | 459
400 - 499 - Thermal Photo Cells | 460
400 - 499 - Thermal Photo Cells | 461
400 - 499 - Thermal Photo Cells | 462
400 - 499 - Thermal Photo Cells | 463
400 - 499 - Thermal Photo Cells | 464
400 - 499 - Thermal Photo Cells | 465
400 - 499 - Thermal Photo Cells | 466
400 - 499 - Thermal Photo Cells | 467
400 - 499 - Thermal Photo Cells | 468
400 - 499 - Thermal Photo Cells | 469
400 - 499 - Thermal Photo Cells | 470
400 - 499 - Thermal Photo Cells | 471
400 - 499 - Thermal Photo Cells | 472
400 - 499 - Thermal Photo Cells | 473
400 - 499 - Thermal Photo Cells | 474
400 - 499 - Thermal Photo Cells | 475
400 - 499 - Thermal Photo Cells | 476
400 - 499 - Thermal Photo Cells | 477
400 - 499 - Thermal Photo Cells | 478
400 - 499 - Thermal Photo Cells | 479
400 - 499 - Thermal Photo Cells | 480
400 - 499 - Thermal Photo Cells | 481
400 - 499 - Thermal Photo Cells | 482
400 - 499 - Thermal Photo Cells | 483
400 - 499 - Thermal Photo Cells | 484
400 - 499 - Thermal Photo Cells | 485
400 - 499 - Thermal Photo Cells | 486
400 - 499 - Thermal Photo Cells | 487
400 - 499 - Thermal Photo Cells | 488
400 - 499 - Thermal Photo Cells | 489
400 - 499 - Thermal Photo Cells | 490
400 - 499 - Thermal Photo Cells | 491
400 - 499 - Thermal Photo Cells | 492
400 - 499 - Thermal Photo Cells | 493
400 - 499 - Thermal Photo Cells | 494
400 - 499 - Thermal Photo Cells | 495
400 - 499 - Thermal Photo Cells | 496
400 - 499 - Thermal Photo Cells | 497
400 - 499 - Thermal Photo Cells | 498
400 - 499 - Thermal Photo Cells | 499
500 -599 - Single Stage | 500
500 -599 - Single Stage | 501
500 -599 - Single Stage | 502
500 -599 - Single Stage | 503
500 -599 - Single Stage | 504
500 -599 - Single Stage | 505
500 -599 - Single Stage | 506
500 -599 - Single Stage | 507
500 -599 - Single Stage | 508
500 -599 - Single Stage | 509
500 -599 - Single Stage | 510
500 -599 - Single Stage | 511
500 -599 - Single Stage | 512
500 -599 - Single Stage | 513
500 -599 - Single Stage | 514
500 -599 - Single Stage | 515
500 -599 - Single Stage | 516
500 -599 - Single Stage | 517
500 -599 - Single Stage | 518
500 -599 - Single Stage | 519
500 -599 - Single Stage | 520
500 -599 - Single Stage | 521
500 -599 - Single Stage | 522
500 -599 - Single Stage | 523
500 -599 - Single Stage | 524
500 -599 - Single Stage | 525
500 -599 - Single Stage | 526
500 -599 - Single Stage | 527
500 -599 - Single Stage | 528
500 -599 - Single Stage | 529
500 -599 - Single Stage | 530
500 -599 - Single Stage | 531
500 -599 - Single Stage | 532
500 -599 - Single Stage | 533
500 -599 - Single Stage | 534
500 -599 - Single Stage | 535
500 -599 - Single Stage | 536
500 -599 - Single Stage | 537
500 -599 - Single Stage | 538
500 -599 - Single Stage | 539
500 -599 - Single Stage | 540
500 -599 - Single Stage | 541
500 -599 - Single Stage | 542
500 -599 - Single Stage | 543
500 -599 - Single Stage | 544
500 -599 - Single Stage | 545
500 -599 - Single Stage | 546
500 -599 - Single Stage | 547
500 -599 - Single Stage | 548
500 -599 - Single Stage | 549
500 -599 - Single Stage | 550
500 -599 - Single Stage | 551
500 -599 - Single Stage | 552
500 -599 - Single Stage | 553
500 -599 - Single Stage | 554
500 -599 - Single Stage | 555
500 -599 - Single Stage | 556
500 -599 - Single Stage | 557
500 -599 - Single Stage | 558
500 -599 - Single Stage | 559
500 -599 - Single Stage | 560
500 -599 - Single Stage | 561
500 -599 - Single Stage | 562
500 -599 - Single Stage | 563
500 -599 - Single Stage | 564
500 -599 - Single Stage | 565
500 -599 - Single Stage | 566
500 -599 - Single Stage | 567
500 -599 - Single Stage | 568
500 -599 - Single Stage | 569
500 -599 - Single Stage | 570
500 -599 - Single Stage | 571
500 -599 - Single Stage | 572
500 -599 - Single Stage | 573
500 -599 - Single Stage | 574
500 -599 - Single Stage | 575
500 -599 - Single Stage | 576
500 -599 - Single Stage | 577
500 -599 - Single Stage | 578
500 -599 - Single Stage | 579
500 -599 - Single Stage | 580
500 -599 - Single Stage | 581
500 -599 - Single Stage | 582
500 -599 - Single Stage | 583
500 -599 - Single Stage | 584
500 -599 - Single Stage | 585
500 -599 - Single Stage | 586
500 -599 - Single Stage | 587
500 -599 - Single Stage | 588
500 -599 - Single Stage | 589
500 -599 - Single Stage | 590
500 -599 - Single Stage | 591
500 -599 - Single Stage | 592
500 -599 - Single Stage | 593
500 -599 - Single Stage | 594
500 -599 - Single Stage | 595
500 -599 - Single Stage | 596
500 -599 - Single Stage | 597
500 -599 - Single Stage | 598
500 -599 - Single Stage | 599
600 - 699 - Hybrid Photo Cells | 600
600 - 699 - Hybrid Photo Cells | 601
600 - 699 - Hybrid Photo Cells | 602
600 - 699 - Hybrid Photo Cells | 603
600 - 699 - Hybrid Photo Cells | 604
600 - 699 - Hybrid Photo Cells | 605
600 - 699 - Hybrid Photo Cells | 606
600 - 699 - Hybrid Photo Cells | 607
600 - 699 - Hybrid Photo Cells | 608
600 - 699 - Hybrid Photo Cells | 609
600 - 699 - Hybrid Photo Cells | 610
600 - 699 - Hybrid Photo Cells | 611
600 - 699 - Hybrid Photo Cells | 612
600 - 699 - Hybrid Photo Cells | 613
600 - 699 - Hybrid Photo Cells | 614
600 - 699 - Hybrid Photo Cells | 615
600 - 699 - Hybrid Photo Cells | 616
600 - 699 - Hybrid Photo Cells | 617
600 - 699 - Hybrid Photo Cells | 618
600 - 699 - Hybrid Photo Cells | 619
600 - 699 - Hybrid Photo Cells | 620
600 - 699 - Hybrid Photo Cells | 621
600 - 699 - Hybrid Photo Cells | 622
600 - 699 - Hybrid Photo Cells | 623
600 - 699 - Hybrid Photo Cells | 624
600 - 699 - Hybrid Photo Cells | 625
600 - 699 - Hybrid Photo Cells | 626
600 - 699 - Hybrid Photo Cells | 627
600 - 699 - Hybrid Photo Cells | 628
600 - 699 - Hybrid Photo Cells | 629
600 - 699 - Hybrid Photo Cells | 630
600 - 699 - Hybrid Photo Cells | 631
600 - 699 - Hybrid Photo Cells | 632
600 - 699 - Hybrid Photo Cells | 633
600 - 699 - Hybrid Photo Cells | 634
600 - 699 - Hybrid Photo Cells | 635
600 - 699 - Hybrid Photo Cells | 636
600 - 699 - Hybrid Photo Cells | 637
600 - 699 - Hybrid Photo Cells | 638
600 - 699 - Hybrid Photo Cells | 639
600 - 699 - Hybrid Photo Cells | 640
600 - 699 - Hybrid Photo Cells | 641
600 - 699 - Hybrid Photo Cells | 642
600 - 699 - Hybrid Photo Cells | 643
600 - 699 - Hybrid Photo Cells | 644
600 - 699 - Hybrid Photo Cells | 645
600 - 699 - Hybrid Photo Cells | 646
600 - 699 - Hybrid Photo Cells | 647
600 - 699 - Hybrid Photo Cells | 648
600 - 699 - Hybrid Photo Cells | 649
600 - 699 - Hybrid Photo Cells | 650
600 - 699 - Hybrid Photo Cells | 651
600 - 699 - Hybrid Photo Cells | 652
600 - 699 - Hybrid Photo Cells | 653
600 - 699 - Hybrid Photo Cells | 654
600 - 699 - Hybrid Photo Cells | 655
600 - 699 - Hybrid Photo Cells | 656
600 - 699 - Hybrid Photo Cells | 657
600 - 699 - Hybrid Photo Cells | 658
600 - 699 - Hybrid Photo Cells | 659
600 - 699 - Hybrid Photo Cells | 660
600 - 699 - Hybrid Photo Cells | 661
600 - 699 - Hybrid Photo Cells | 662
600 - 699 - Hybrid Photo Cells | 663
600 - 699 - Hybrid Photo Cells | 664
600 - 699 - Hybrid Photo Cells | 665
600 - 699 - Hybrid Photo Cells | 666
600 - 699 - Hybrid Photo Cells | 667
600 - 699 - Hybrid Photo Cells | 668
600 - 699 - Hybrid Photo Cells | 669
600 - 699 - Hybrid Photo Cells | 670
600 - 699 - Hybrid Photo Cells | 671
600 - 699 - Hybrid Photo Cells | 672
600 - 699 - Hybrid Photo Cells | 673
600 - 699 - Hybrid Photo Cells | 674
600 - 699 - Hybrid Photo Cells | 675
600 - 699 - Hybrid Photo Cells | 676
600 - 699 - Hybrid Photo Cells | 677
600 - 699 - Hybrid Photo Cells | 678
600 - 699 - Hybrid Photo Cells | 679
600 - 699 - Hybrid Photo Cells | 680
600 - 699 - Hybrid Photo Cells | 681
600 - 699 - Hybrid Photo Cells | 682
600 - 699 - Hybrid Photo Cells | 683
600 - 699 - Hybrid Photo Cells | 684
600 - 699 - Hybrid Photo Cells | 685
600 - 699 - Hybrid Photo Cells | 686
600 - 699 - Hybrid Photo Cells | 687
600 - 699 - Hybrid Photo Cells | 688
600 - 699 - Hybrid Photo Cells | 689
600 - 699 - Hybrid Photo Cells | 690
600 - 699 - Hybrid Photo Cells | 691
600 - 699 - Hybrid Photo Cells | 692
600 - 699 - Hybrid Photo Cells | 693
600 - 699 - Hybrid Photo Cells | 694
600 - 699 - Hybrid Photo Cells | 695
600 - 699 - Hybrid Photo Cells | 696
600 - 699 - Hybrid Photo Cells | 697
600 - 699 - Hybrid Photo Cells | 698
600 - 699 - Hybrid Photo Cells | 699
700 - 799 - Part Night Electronic | 700
700 - 799 - Part Night Electronic | 701
700 - 799 - Part Night Electronic | 702
700 - 799 - Part Night Electronic | 703
700 - 799 - Part Night Electronic | 704
700 - 799 - Part Night Electronic | 705
700 - 799 - Part Night Electronic | 706
700 - 799 - Part Night Electronic | 707
700 - 799 - Part Night Electronic | 708
700 - 799 - Part Night Electronic | 709
700 - 799 - Part Night Electronic | 710
700 - 799 - Part Night Electronic | 711
700 - 799 - Part Night Electronic | 712
700 - 799 - Part Night Electronic | 713
700 - 799 - Part Night Electronic | 714
700 - 799 - Part Night Electronic | 715
700 - 799 - Part Night Electronic | 716
700 - 799 - Part Night Electronic | 717
700 - 799 - Part Night Electronic | 718
700 - 799 - Part Night Electronic | 719
700 - 799 - Part Night Electronic | 720
700 - 799 - Part Night Electronic | 721
700 - 799 - Part Night Electronic | 722
700 - 799 - Part Night Electronic | 723
700 - 799 - Part Night Electronic | 724
700 - 799 - Part Night Electronic | 725
700 - 799 - Part Night Electronic | 726
700 - 799 - Part Night Electronic | 727
700 - 799 - Part Night Electronic | 728
700 - 799 - Part Night Electronic | 729
700 - 799 - Part Night Electronic | 730
700 - 799 - Part Night Electronic | 731
700 - 799 - Part Night Electronic | 732
700 - 799 - Part Night Electronic | 733
700 - 799 - Part Night Electronic | 734
700 - 799 - Part Night Electronic | 735
700 - 799 - Part Night Electronic | 736
700 - 799 - Part Night Electronic | 737
700 - 799 - Part Night Electronic | 738
700 - 799 - Part Night Electronic | 739
700 - 799 - Part Night Electronic | 740
700 - 799 - Part Night Electronic | 741
700 - 799 - Part Night Electronic | 742
700 - 799 - Part Night Electronic | 743
700 - 799 - Part Night Electronic | 744
700 - 799 - Part Night Electronic | 745
700 - 799 - Part Night Electronic | 746
700 - 799 - Part Night Electronic | 747
700 - 799 - Part Night Electronic | 748
700 - 799 - Part Night Electronic | 749
700 - 799 - Part Night Electronic | 750
700 - 799 - Part Night Electronic | 751
700 - 799 - Part Night Electronic | 752
700 - 799 - Part Night Electronic | 753
700 - 799 - Part Night Electronic | 754
700 - 799 - Part Night Electronic | 755
700 - 799 - Part Night Electronic | 756
700 - 799 - Part Night Electronic | 757
700 - 799 - Part Night Electronic | 758
700 - 799 - Part Night Electronic | 759
700 - 799 - Part Night Electronic | 760
700 - 799 - Part Night Electronic | 761
700 - 799 - Part Night Electronic | 762
700 - 799 - Part Night Electronic | 763
700 - 799 - Part Night Electronic | 764
700 - 799 - Part Night Electronic | 765
700 - 799 - Part Night Electronic | 766
700 - 799 - Part Night Electronic | 767
700 - 799 - Part Night Electronic | 768
700 - 799 - Part Night Electronic | 769
700 - 799 - Part Night Electronic | 770
700 - 799 - Part Night Electronic | 771
700 - 799 - Part Night Electronic | 772
700 - 799 - Part Night Electronic | 773
700 - 799 - Part Night Electronic | 774
700 - 799 - Part Night Electronic | 775
700 - 799 - Part Night Electronic | 776
700 - 799 - Part Night Electronic | 777
700 - 799 - Part Night Electronic | 778
700 - 799 - Part Night Electronic | 779
700 - 799 - Part Night Electronic | 780
700 - 799 - Part Night Electronic | 781
700 - 799 - Part Night Electronic | 782
700 - 799 - Part Night Electronic | 783
700 - 799 - Part Night Electronic | 784
700 - 799 - Part Night Electronic | 785
700 - 799 - Part Night Electronic | 786
700 - 799 - Part Night Electronic | 787
700 - 799 - Part Night Electronic | 788
700 - 799 - Part Night Electronic | 789
700 - 799 - Part Night Electronic | 790
700 - 799 - Part Night Electronic | 791
700 - 799 - Part Night Electronic | 792
700 - 799 - Part Night Electronic | 793
700 - 799 - Part Night Electronic | 794
700 - 799 - Part Night Electronic | 795
700 - 799 - Part Night Electronic | 796
700 - 799 - Part Night Electronic | 797
700 - 799 - Part Night Electronic | 798
700 - 799 - Part Night Electronic | 799
800 - 899 - Electronic Photo Cell | 800
800 - 899 - Electronic Photo Cell | 801
800 - 899 - Electronic Photo Cell | 802
800 - 899 - Electronic Photo Cell | 803
800 - 899 - Electronic Photo Cell | 804
800 - 899 - Electronic Photo Cell | 805
800 - 899 - Electronic Photo Cell | 806
800 - 899 - Electronic Photo Cell | 807
800 - 899 - Electronic Photo Cell | 808
800 - 899 - Electronic Photo Cell | 809
800 - 899 - Electronic Photo Cell | 810
800 - 899 - Electronic Photo Cell | 811
800 - 899 - Electronic Photo Cell | 812
800 - 899 - Electronic Photo Cell | 813
800 - 899 - Electronic Photo Cell | 814
800 - 899 - Electronic Photo Cell | 815
800 - 899 - Electronic Photo Cell | 816
800 - 899 - Electronic Photo Cell | 817
800 - 899 - Electronic Photo Cell | 818
800 - 899 - Electronic Photo Cell | 819
800 - 899 - Electronic Photo Cell | 820
800 - 899 - Electronic Photo Cell | 821
800 - 899 - Electronic Photo Cell | 822
800 - 899 - Electronic Photo Cell | 823
800 - 899 - Electronic Photo Cell | 824
800 - 899 - Electronic Photo Cell | 825
800 - 899 - Electronic Photo Cell | 826
800 - 899 - Electronic Photo Cell | 827
800 - 899 - Electronic Photo Cell | 828
800 - 899 - Electronic Photo Cell | 829
800 - 899 - Electronic Photo Cell | 830
800 - 899 - Electronic Photo Cell | 831
800 - 899 - Electronic Photo Cell | 832
800 - 899 - Electronic Photo Cell | 833
800 - 899 - Electronic Photo Cell | 834
800 - 899 - Electronic Photo Cell | 835
800 - 899 - Electronic Photo Cell | 836
800 - 899 - Electronic Photo Cell | 837
800 - 899 - Electronic Photo Cell | 838
800 - 899 - Electronic Photo Cell | 839
800 - 899 - Electronic Photo Cell | 840
800 - 899 - Electronic Photo Cell | 841
800 - 899 - Electronic Photo Cell | 842
800 - 899 - Electronic Photo Cell | 843
800 - 899 - Electronic Photo Cell | 844
800 - 899 - Electronic Photo Cell | 845
800 - 899 - Electronic Photo Cell | 846
800 - 899 - Electronic Photo Cell | 847
800 - 899 - Electronic Photo Cell | 848
800 - 899 - Electronic Photo Cell | 849
800 - 899 - Electronic Photo Cell | 850
800 - 899 - Electronic Photo Cell | 851
800 - 899 - Electronic Photo Cell | 852
800 - 899 - Electronic Photo Cell | 853
800 - 899 - Electronic Photo Cell | 854
800 - 899 - Electronic Photo Cell | 855
800 - 899 - Electronic Photo Cell | 856
800 - 899 - Electronic Photo Cell | 857
800 - 899 - Electronic Photo Cell | 858
800 - 899 - Electronic Photo Cell | 859
800 - 899 - Electronic Photo Cell | 860
800 - 899 - Electronic Photo Cell | 861
800 - 899 - Electronic Photo Cell | 862
800 - 899 - Electronic Photo Cell | 863
800 - 899 - Electronic Photo Cell | 864
800 - 899 - Electronic Photo Cell | 865
800 - 899 - Electronic Photo Cell | 866
800 - 899 - Electronic Photo Cell | 867
800 - 899 - Electronic Photo Cell | 868
800 - 899 - Electronic Photo Cell | 869
800 - 899 - Electronic Photo Cell | 870
800 - 899 - Electronic Photo Cell | 871
800 - 899 - Electronic Photo Cell | 872
800 - 899 - Electronic Photo Cell | 873
800 - 899 - Electronic Photo Cell | 874
800 - 899 - Electronic Photo Cell | 875
800 - 899 - Electronic Photo Cell | 876
800 - 899 - Electronic Photo Cell | 877
800 - 899 - Electronic Photo Cell | 878
800 - 899 - Electronic Photo Cell | 879
800 - 899 - Electronic Photo Cell | 880
800 - 899 - Electronic Photo Cell | 881
800 - 899 - Electronic Photo Cell | 882
800 - 899 - Electronic Photo Cell | 883
800 - 899 - Electronic Photo Cell | 884
800 - 899 - Electronic Photo Cell | 885
800 - 899 - Electronic Photo Cell | 886
800 - 899 - Electronic Photo Cell | 887
800 - 899 - Electronic Photo Cell | 888
800 - 899 - Electronic Photo Cell | 889
800 - 899 - Electronic Photo Cell | 890
800 - 899 - Electronic Photo Cell | 891
800 - 899 - Electronic Photo Cell | 892
800 - 899 - Electronic Photo Cell | 893
800 - 899 - Electronic Photo Cell | 894
800 - 899 - Electronic Photo Cell | 895
800 - 899 - Electronic Photo Cell | 896
800 - 899 - Electronic Photo Cell | 897
800 - 899 - Electronic Photo Cell | 898
800 - 899 - Electronic Photo Cell | 899
998 - CMS (Continuous) | 998
999 - CMS (Switching) | 999
A01-AZZ, B01-BZZ and D01-DZZ | A01
A01-AZZ, B01-BZZ and D01-DZZ | A02
A01-AZZ, B01-BZZ and D01-DZZ | A03
A01-AZZ, B01-BZZ and D01-DZZ | A04
A01-AZZ, B01-BZZ and D01-DZZ | A05
A01-AZZ, B01-BZZ and D01-DZZ | A06
A01-AZZ, B01-BZZ and D01-DZZ | A08
A01-AZZ, B01-BZZ and D01-DZZ | A09
A01-AZZ, B01-BZZ and D01-DZZ | A10
A01-AZZ, B01-BZZ and D01-DZZ | B01
A01-AZZ, B01-BZZ and D01-DZZ | D01
A01-AZZ, B01-BZZ and D01-DZZ | D02
A01-AZZ, B01-BZZ and D01-DZZ | D03
A01-AZZ, B01-BZZ and D01-DZZ | D04
A01-AZZ, B01-BZZ and D01-DZZ | D05
A01-AZZ, B01-BZZ and D01-DZZ | D06
A01-AZZ, B01-BZZ and D01-DZZ | D07
A01-AZZ, B01-BZZ and D01-DZZ | D08
A01-AZZ, B01-BZZ and D01-DZZ | D09
A01-AZZ, B01-BZZ and D01-DZZ | D10
A01-AZZ, B01-BZZ and D01-DZZ | D11
A01-AZZ, B01-BZZ and D01-DZZ | D12
A01-AZZ, B01-BZZ and D01-DZZ | D13
A01-AZZ, B01-BZZ and D01-DZZ | D14
A01-AZZ, B01-BZZ and D01-DZZ | D15
A01-AZZ, B01-BZZ and D01-DZZ | D16
A01-AZZ, B01-BZZ and D01-DZZ | D17
A01-AZZ, B01-BZZ and D01-DZZ | D18
A01-AZZ, B01-BZZ and D01-DZZ | D19
A01-AZZ, B01-BZZ and D01-DZZ | D20
A01-AZZ, B01-BZZ and D01-DZZ | D21
A01-AZZ, B01-BZZ and D01-DZZ | D22
A01-AZZ, B01-BZZ and D01-DZZ | D23
A01-AZZ, B01-BZZ and D01-DZZ | D24
A01-AZZ, B01-BZZ and D01-DZZ | D25
A01-AZZ, B01-BZZ and D01-DZZ | D26
A01-AZZ, B01-BZZ and D01-DZZ | D27
A01-AZZ, B01-BZZ and D01-DZZ | D28
A01-AZZ, B01-BZZ and D01-DZZ | D29
A01-AZZ, B01-BZZ and D01-DZZ | D30
A01-AZZ, B01-BZZ and D01-DZZ | D31
A01-AZZ, B01-BZZ and D01-DZZ | D32
A01-AZZ, B01-BZZ and D01-DZZ | D33
A01-AZZ, B01-BZZ and D01-DZZ | D34
A01-AZZ, B01-BZZ and D01-DZZ | D35
A01-AZZ, B01-BZZ and D01-DZZ | D36
A01-AZZ, B01-BZZ and D01-DZZ | D37
A01-AZZ, B01-BZZ and D01-DZZ | D38
A01-AZZ, B01-BZZ and D01-DZZ | D39
A01-AZZ, B01-BZZ and D01-DZZ | D40
A01-AZZ, B01-BZZ and D01-DZZ | D41
A01-AZZ, B01-BZZ and D01-DZZ | D42
A01-AZZ, B01-BZZ and D01-DZZ | D43
A01-AZZ, B01-BZZ and D01-DZZ | D44
A01-AZZ, B01-BZZ and D01-DZZ | D45
A01-AZZ, B01-BZZ and D01-DZZ | D46
A01-AZZ, B01-BZZ and D01-DZZ | D47
A01-AZZ, B01-BZZ and D01-DZZ | D48
A01-AZZ, B01-BZZ and D01-DZZ | D49
A01-AZZ, B01-BZZ and D01-DZZ | D50
A01-AZZ, B01-BZZ and D01-DZZ | D51
A01-AZZ, B01-BZZ and D01-DZZ | D52
A01-AZZ, B01-BZZ and D01-DZZ | D53
A01-AZZ, B01-BZZ and D01-DZZ | D54
A01-AZZ, B01-BZZ and D01-DZZ | D55
A01-AZZ, B01-BZZ and D01-DZZ | D56
A01-AZZ, B01-BZZ and D01-DZZ | D57
A01-AZZ, B01-BZZ and D01-DZZ | D58
A01-AZZ, B01-BZZ and D01-DZZ | D59
A01-AZZ, B01-BZZ and D01-DZZ | D60
A01-AZZ, B01-BZZ and D01-DZZ | D61
A01-AZZ, B01-BZZ and D01-DZZ | D62
A01-AZZ, B01-BZZ and D01-DZZ | D63
A01-AZZ, B01-BZZ and D01-DZZ | D64
A01-AZZ, B01-BZZ and D01-DZZ | D65
Please check to see if lamp / ballast will permit dimming using switch regime ranges A01-AZZ, B01-BZZ and D01-DZZ | -
A01-AZZ, B01-BZZ , D01-DZZ & F01-FZZ | A11
A01-AZZ, B01-BZZ , D01-DZZ & F01-FZZ | A12
A01-AZZ, B01-BZZ , D01-DZZ & F01-FZZ | A13
A01-AZZ, B01-BZZ , D01-DZZ & F01-FZZ | A14
A01-AZZ, B01-BZZ , D01-DZZ & F01-FZZ | A15
A01-AZZ, B01-BZZ , D01-DZZ & F01-FZZ | A16
A01-AZZ, B01-BZZ , D01-DZZ & F01-FZZ | A17
A01-AZZ, B01-BZZ , D01-DZZ & F01-FZZ | A18
A01-AZZ, B01-BZZ , D01-DZZ & F01-FZZ | A19
A01-AZZ, B01-BZZ , D01-DZZ & F01-FZZ | A20
A01-AZZ, B01-BZZ , D01-DZZ & F01-FZZ | B02
A01-AZZ, B01-BZZ , D01-DZZ & F01-FZZ | B03
A01-AZZ, B01-BZZ , D01-DZZ & F01-FZZ | B04
A01-AZZ, B01-BZZ , D01-DZZ & F01-FZZ | B05
A01-AZZ, B01-BZZ , D01-DZZ & F01-FZZ | C01
A01-AZZ, B01-BZZ , D01-DZZ & F01-FZZ | C02
A01-AZZ, B01-BZZ , D01-DZZ & F01-FZZ | C03
A01-AZZ, B01-BZZ , D01-DZZ & F01-FZZ | C04
A01-AZZ, B01-BZZ , D01-DZZ & F01-FZZ | D66
A01-AZZ, B01-BZZ , D01-DZZ & F01-FZZ | D67
A01-AZZ, B01-BZZ , D01-DZZ & F01-FZZ | D68
A01-AZZ, B01-BZZ , D01-DZZ & F01-FZZ | D69
A01-AZZ, B01-BZZ , D01-DZZ & F01-FZZ | D70
A01-AZZ, B01-BZZ , D01-DZZ & F01-FZZ | D71
A01-AZZ, B01-BZZ , D01-DZZ & F01-FZZ | D72
A01-AZZ, B01-BZZ , D01-DZZ & F01-FZZ | D73
A01-AZZ, B01-BZZ , D01-DZZ & F01-FZZ | D74
A01-AZZ, B01-BZZ , D01-DZZ & F01-FZZ | D75
A01-AZZ, B01-BZZ , D01-DZZ & F01-FZZ | D76
A01-AZZ, B01-BZZ , D01-DZZ & F01-FZZ | D77
A01-AZZ, B01-BZZ , D01-DZZ & F01-FZZ | D78
A01-AZZ, B01-BZZ , D01-DZZ & F01-FZZ | D79
A01-AZZ, B01-BZZ , D01-DZZ & F01-FZZ | D80
A01-AZZ, B01-BZZ , D01-DZZ & F01-FZZ | D81
A01-AZZ, B01-BZZ , D01-DZZ & F01-FZZ | D82
A01-AZZ, B01-BZZ , D01-DZZ & F01-FZZ | D83
A01-AZZ, B01-BZZ , D01-DZZ & F01-FZZ | D84
A01-AZZ, B01-BZZ , D01-DZZ & F01-FZZ | D85
A01-AZZ, B01-BZZ , D01-DZZ & F01-FZZ | D86
A01-AZZ, B01-BZZ , D01-DZZ & F01-FZZ | D87
A01-AZZ, B01-BZZ , D01-DZZ & F01-FZZ | D88
A01-AZZ, B01-BZZ , D01-DZZ & F01-FZZ | D89
A01-AZZ, B01-BZZ , D01-DZZ & F01-FZZ | D90
A01-AZZ, B01-BZZ , D01-DZZ & F01-FZZ | D91
A01-AZZ, B01-BZZ , D01-DZZ & F01-FZZ | D92
A01-AZZ, B01-BZZ , D01-DZZ & F01-FZZ | D93
A01-AZZ, B01-BZZ , D01-DZZ & F01-FZZ | D94
A01-AZZ, B01-BZZ , D01-DZZ & F01-FZZ | D95
A01-AZZ, B01-BZZ , D01-DZZ & F01-FZZ | D96
A01-AZZ, B01-BZZ , D01-DZZ & F01-FZZ | D97
A01-AZZ, B01-BZZ , D01-DZZ & F01-FZZ | D98
A01-AZZ, B01-BZZ , D01-DZZ & F01-FZZ | D99
A01-AZZ, B01-BZZ , D01-DZZ & F01-FZZ | DA0
A01-AZZ, B01-BZZ , D01-DZZ & F01-FZZ | DA1
A01-AZZ, B01-BZZ , D01-DZZ & F01-FZZ | DA2
A01-AZZ, B01-BZZ , D01-DZZ & F01-FZZ | DA3
A01-AZZ, B01-BZZ , D01-DZZ & F01-FZZ | DA4
A01-AZZ, B01-BZZ , D01-DZZ & F01-FZZ | DA5
A01-AZZ, B01-BZZ , D01-DZZ & F01-FZZ | DA6
A01-AZZ, B01-BZZ , D01-DZZ & F01-FZZ | DA7
A01-AZZ, B01-BZZ , D01-DZZ & F01-FZZ | DA8
A01-AZZ, B01-BZZ , D01-DZZ & F01-FZZ | DA9
A01-AZZ, B01-BZZ , D01-DZZ & F01-FZZ | DB0
A01-AZZ, B01-BZZ , D01-DZZ & F01-FZZ | DB1
A01-AZZ, B01-BZZ , D01-DZZ & F01-FZZ | DB2
A01-AZZ, B01-BZZ , D01-DZZ & F01-FZZ | DB3
A01-AZZ, B01-BZZ , D01-DZZ & F01-FZZ | DB4
A01-AZZ, B01-BZZ , D01-DZZ & F01-FZZ | DB5
A01-AZZ, B01-BZZ , D01-DZZ & F01-FZZ | DB6
A01-AZZ, B01-BZZ , D01-DZZ & F01-FZZ | DB7
A01-AZZ, B01-BZZ , D01-DZZ & F01-FZZ | F01
A01-AZZ, B01-BZZ , D01-DZZ & F01-FZZ | F02
A01-AZZ, B01-BZZ , D01-DZZ & F01-FZZ | F03
A01-AZZ, B01-BZZ , D01-DZZ & F01-FZZ | F04
A01-AZZ, B01-BZZ , D01-DZZ & F01-FZZ | F05
A01-AZZ, B01-BZZ , D01-DZZ & F01-FZZ | F06
A01-AZZ, B01-BZZ , D01-DZZ & F01-FZZ | F07
A01-AZZ, B01-BZZ , D01-DZZ & F01-FZZ | F08
A01-AZZ, B01-BZZ , D01-DZZ & F01-FZZ | F09
A01-AZZ, B01-BZZ , D01-DZZ & F01-FZZ | F10
A01-AZZ, B01-BZZ , D01-DZZ & F01-FZZ | F11
A01-AZZ, B01-BZZ , D01-DZZ & F01-FZZ | F12
A01-AZZ, B01-BZZ , D01-DZZ & F01-FZZ | F13
A01-AZZ, B01-BZZ , D01-DZZ & F01-FZZ | F14
A01-AZZ, B01-BZZ , D01-DZZ & F01-FZZ | F15
A01-AZZ, B01-BZZ , D01-DZZ & F01-FZZ | F16
010 to 018 - Manually Switched | 10
010 to 018 - Manually Switched | 11
010 to 018 - Manually Switched | 12
010 to 018 - Manually Switched | 13
010 to 018 - Manually Switched | 14
010 to 018 - Manually Switched | 15
010 to 018 - Manually Switched | 16
010 to 018 - Manually Switched | 17
010 to 018 - Manually Switched | 18